## Sheet1
SIG MM# | Short Text | Long Text | Vendor | Vendor P/N | PH0 Mat Grp Desc/NAM Code | PH0.1 Mat Grp Desc/Line Item | PH3 Mat Grp Desc/UNSPSC Class Title | PH5 Mat Grp Desc/UNSPSC Code Title | Order Unit | Sum of Order Quantity | Count of PO/Item combo | Manufacturer | MFG Part Number | Description (vendor-page) | Source URL | Lookup Status | Lookup Notes | Lookup Date
1043191 | CONDUIT:RIGID 1/2 X 10' | CONDUIT RIGID 1/2" X 10' | CONSOLIDATED ELECTRICAL DISTRIBUTOR | CONDUIT:RIGID 1/2 X 10' | Electric & Electronics Supplies | Wire Raceways Conduit and Busways | Wire Raceways Conduit and Busways | Electrical conduit | EA | 10 | 1 |  |  |  |  | NHR_NO_URL | R3-P4: No vendor catalog hit; PN may not exist in any covered vendor's catalog. Needs human research. (prior: Description-only vendor (no public catalog). No MFG hint mined from description;) | 2026-04-30
1043191 | CONDUIT:RIGID 1/2 X 10' | CONDUIT RIGID 1/2" X 10' | FASTENAL COMPANY | 700000 | Electric & Electronics Supplies | Wire Raceways Conduit and Busways | Wire Raceways Conduit and Busways | Electrical conduit | EA | 15 | 2 |  |  | unknown ¦ Fastenal | https://www.fastenal.com/product/details/700000 | NHR_HOUSE_BRAND | R3-P4: Fastenal non-catalog stub: 'Fastenal Approved Vendor' placeholder, no MFG attribution. House-brand or one-off SKU. (prior: Vendor page captured; auto-extract found no MFG/PN. Title: 'unknown ¦ Fastenal') | 2026-04-30
1045572 | PULLER:FUSE IDEAL PN 34-002A | PULLER FUSE IDEAL P/N 34-002A | GRAINGER INCORPORATED | 3KUU6 | Electric & Electronics Supplies | Pulling tools | Pulling tools | Fuse pullers | EA | 2 | 2 | Ideal Industries | 34-002A | PULLER:FUSE IDEAL PN 34-002A | (source: Short Text / Long Text columns) | DESCRIPTION_MINED | rule=R2; matched span: "FUSE IDEAL PN 34-002A PULLER FUSE IDEAL" | 2026-04-29
1045650 | CLAMP/GROUNDING:PN R E B 2960 | CLAMP GROUND P/N R E B 2960 | FASTENAL COMPANY | 925354046 | Electric & Electronics Supplies | Conduit clamps | Conduit clamps | Conduit clamps | EA | 10 | 3 |  |  | Aluminum Body Stainless Steel Points Ground Clamp ¦ Fastenal | https://www.fastenal.com/product/details/925354046 | NHR_HOUSE_BRAND | R3-P4: Fastenal product page has descriptive name but Manufacturer = 'Fastenal Approved Vendor'. No public MFG attribution. (prior: Vendor page captured; auto-extract found no MFG/PN. Title: 'Aluminum Body Stainl) | 2026-04-30
1045654 | COVER/ELEC:RECEPTACLE DBL METAL NONEXP | COVER RECEPTACLE DOUBLE METAL NONEXPF P/N APPLETON 8371 | FASTENAL COMPANY | 700722 | Electric & Electronics Supplies | Electrical boxes and enclosures | Electrical boxes and enclosures | Electrical box covers | EA | 8 | 1 | Appleton (Emerson) | 8371 | COVER/ELEC:RECEPTACLE DBL METAL NONEXP | (source: Short Text / Long Text columns) | OK | R4 web-research [conf:high] Appleton 8371N 4in square 2-duplex raised cover (current PN is 8371N) src:https://www.platt.com/p/0306884/appleton/4-sq-exposed-cover-2-duplex-receptacles-1-2-raised/687855703029/app8371n | 2026-04-30
1045660 | COVER/ELEC:BLANK DBL RECEPTACLE NONEXP | COVER BLANK DOUBLE RECEPTACLE NONEXPFVE PROOF APPLETON P/N 8465 | FASTENAL COMPANY | 722518 | Electric & Electronics Supplies | Electrical lugs plugs and connectors | Electrical lugs plugs and connectors | Electrical receptacles | EA | 9 | 2 | Appleton (Emerson) | 8465 | COVER/ELEC:BLANK DBL RECEPTACLE NONEXP | (source: Short Text / Long Text columns) | OK | R4 web-research [conf:high] Appleton P/N 8465 stated in long description src: | 2026-04-30
1045670 | BOX/ELECTRICAL:SWITCH/2 X 3 NONEXPF | BOX SWITCH 2" X 3" NONEXPF STEEL CITY P/N 58361-1/2 4CS-11 | FERGUSON ENTERPRISES LLC | SP-G58361-1/2 | Electric & Electronics Supplies | Wire Raceways Conduit and Busways | Wire Raceways Conduit and Busways | Electrical conduit fitting body | EA | 13 | 1 | Steel City (ABB) | 58361-1/2 | search | https://www.ferguson.com/search?q=SP-G58361-1%2F2&lang=en_US | OK | R4 web-research [conf:high] Steel City 58361-1/2 utility/handy box 4 x 2-1/8 x 1-7/8 1/2in KOs src:https://www.acehardware.com/departments/lighting-and-electrical/boxes-fittings-and-conduit/boxes/3822178 | 2026-04-30
1045671 | BOX/ELECTRICAL:JUNCT/4 X 4 NONEXPF | BOX JUNCTION 4" X 4" NONEXPF APPLETON P/N 4SD-SPL | FASTENAL COMPANY | 722540 | Electric & Electronics Supplies | Wire Raceways Conduit and Busways | Wire Raceways Conduit and Busways | Electrical conduit fitting body | EA | 18 | 2 | Appleton (Emerson) | 4SD-SPL | BOX/ELECTRICAL:JUNCT/4 X 4 NONEXPF | (source: Short Text / Long Text columns) | DESCRIPTION_MINED | rule=R2; matched span: "EXPF APPLETON P/N 4SD-SPL" | 2026-04-29
1045671 | BOX/ELECTRICAL:JUNCT/4 X 4 NONEXPF | BOX JUNCTION 4" X 4" NONEXPF APPLETON P/N 4SD-SPL | WESCO DISTRIBUTION, INC | 722540 | Electric & Electronics Supplies | Wire Raceways Conduit and Busways | Wire Raceways Conduit and Busways | Electrical conduit fitting body | EA | 9 | 1 | Appleton (Emerson) | 4SD-SPL | BOX/ELECTRICAL:JUNCT/4 X 4 NONEXPF | (source: Short Text / Long Text columns) | DESCRIPTION_MINED | rule=R2; matched span: "EXPF APPLETON P/N 4SD-SPL" | 2026-04-29
1045762 | TAPE/ELECTRICAL:1-1/2 X 44 X .007 V | TAPE,ELECTRICAL:1-1/2" X 44" X .007 VINY | FASTENAL COMPANY | 727681 | Electric & Electronics Supplies | Electrical Tapes | Adhesive tapes | Electrical insulating tapes | EA | 2 | 1 | 3M | Scotch 88 | Fastenal Industrial Supplies, OEM Fasteners, Safety Products & More | https://www.fastenal.com/product/details/727681 | OK | R4 web-research [conf:medium] 1.5in x 44ft x 7mil vinyl PVC tape spec matches 3M Scotch 88 (Super 88) src: | 2026-04-30
1045766 | KNOCKOUT 1/2 | KNOCKOUT 1/2" STEEL CITY P/N BL111 S-50 | GRAYBAR ELECTRIC COMPANY | 88253810 | Other |  |  |  | EA | 100 | 1 | Steel City (ABB) | BL111 | Search Results List Page ¦ Graybar | https://www.graybar.com/search?text=88253810 | OK | R4 web-research [conf:high] Steel City BL 111 1/2 KO blank src:https://www.graybar.com/steel-city174-snap-in-knockout-blank-zinc-plated-steel-1-2-in-/p/88253810 | 2026-04-30
1045767 | KNOCKOUT 3/4 | KNOCKOUT 3/4" STEEL CITY P/N BL112 S-75 | GRAYBAR ELECTRIC COMPANY | 88253811 | Electric & Electronics Supplies | Electrical boxes and enclosures | Electrical boxes and enclosures | Knockouts | EA | 2 | 1 | Steel City (ABB/T&B) | BL-112 | Search Results List Page ¦ Graybar | https://www.graybar.com/search?text=88253811 | OK | R4 web-research [conf:high] Steel City BL 112 3/4 snap-in knockout src:https://www.graybar.com/steel-city174-snap-in-knockout-blank-zinc-plated-steel-3-4-in-/p/88253811 | 2026-04-30
1045775 | CONNECTOR/ELECTRICAL:EMT 1/2 NONEXP B | CONNECTOR,ELECTRICAL:EMT 1/2" NONEXP BOX | CONSOLIDATED ELECTRICAL DISTRIBUTOR | 631S | Electric & Electronics Supplies | Wire Raceways Conduit and Busways | Wire Raceways Conduit and Busways | Electrical conduit | EA | 27 | 1 | Steel City (ABB/T&B) | 631S |  |  | OK | R4 web-research [conf:medium] vpn 631S matches Steel City EMT connector 1/2 set-screw src: | 2026-04-30
1045782 | NUT:SPRING/8 KINDORF | NUT SPRING 3/8" KINDORF STEEL CITY P/N B912-3/8 | WESCO DISTRIBUTION, INC | B-912-3/8 | Electric & Electronics Supplies | Fasteners | Fasteners | Spring nuts | EA | 7 | 1 | Kindorf (Atkore) | B-912-3/8 | NUT:SPRING/8 KINDORF | (source: Short Text / Long Text columns) | OK | R4 web-research [conf:high] Kindorf model B-912-3/8 confirmed src:https://www.amazon.com/Kindorf-B-912-3-Spring-Galv-Krom-Standard/dp/B07RSC6DRC | 2026-04-30
1045799 | CONNECTOR/CONDUIT:LIQUIDTITE/1'/BOX/UA | CONNECTOR LIQUIDTITE UA BOX 1" STRAIGHT P/N 4Q100 | GRAYBAR ELECTRIC COMPANY | LT100 | Electric & Electronics Supplies | Wire Raceways Conduit and Busways | Wire Raceways Conduit and Busways | Electrical conduit | EA | 5 | 1 | Crouse-Hinds (Eaton) | LT100 | Search Results List Page ¦ Graybar | https://www.graybar.com/search?text=LT100 | OK | R4 web-research [conf:high] description gives 4Q100/LT100; Crouse-Hinds Liquidator 1in src:https://www.graybar.com/liquidator8482-liquid-tight-connector-malleable-iron-straight-flexible-metal-conduit-1-in-/p/880 | 2026-04-30
1045806 | WIRE:MARKER SELF STICKING 25 EA.A-Z CAPI | MARKER WIRE SELF STICKING 25 EA.A-Z CAPITOLS BRADY | FASTENAL COMPANY | 923732219 | Electric & Electronics Supplies | Electrical wire | Electrical wire | Insulated or covered wire | BOX | 6 | 2 | Brady | PWS-PK-A-Z | WIRE:MARKER SELF STICKING 25 EA.A-Z CAPI | (source: Short Text / Long Text columns) | OK | R4 web-research [conf:medium] Fastenal 923732219 Brady Porta-Pack vinyl wire marker A-Z src:https://www.fastenal.com/product/details/923732219 | 2026-04-30
1045811 | UNION/CONDUIT:1/2 EXPF PN UNY105 | UNION,CONDUIT:1/2" EXPF | FASTENAL COMPANY | 924315949 | Electric & Electronics Supplies | Wire Raceways Conduit and Busways | Wire Raceways Conduit and Busways | Electrical conduit | EA | 7 | 2 | EATON | UNY105 CRH | CRS-H UNY105 1/2 MALE UNION ¦ Fastenal | https://www.fastenal.com/product/details/924315949 | OK | Auto-extracted via Playwright (mfg=dom). Title: 'CRS-H UNY105 1/2 MALE UNION ¦ Fastenal' | 2026-04-29
1045811 | UNION/CONDUIT:1/2 EXPF PN UNY105 | UNION,CONDUIT:1/2" EXPF | WESCO DISTRIBUTION, INC | UNY105 | Electric & Electronics Supplies | Wire Raceways Conduit and Busways | Wire Raceways Conduit and Busways | Electrical conduit | EA | 7 | 2 | Crouse-Hinds (Eaton) | UNY105 | WESCO | https://buy.wesco.com/fsearch?q=UNY105 | OK | R4 web-research [conf:high] Crouse-Hinds UNY105 1/2 male union exp-proof (vpn matches mfg PN; description said Wesco PN UNY105) src:https://www.graybar.com/explosion-proof-male-conduit-union-steel-for-rigid-imc-conduit-1-2-in-/p/88074929 | 2026-04-30
1045812 | UNION/CONDUIT:3/4 EXPF PN UNY205 | UNION,CONDUIT:3/4" EXPF | FASTENAL COMPANY | 924314706 | Electric & Electronics Supplies | Wire Raceways Conduit and Busways | Wire Raceways Conduit and Busways | Electrical conduit | EA | 10 | 3 | EATON | UNY205 CRH | CRS-H UNY205 3/4 MALE UNION ¦ Fastenal | https://www.fastenal.com/product/details/924314706 | OK | Auto-extracted via Playwright (mfg=dom). Title: 'CRS-H UNY205 3/4 MALE UNION ¦ Fastenal' | 2026-04-29
1045812 | UNION/CONDUIT:3/4 EXPF PN UNY205 | UNION,CONDUIT:3/4" EXPF | WESCO DISTRIBUTION, INC | UNY205 | Electric & Electronics Supplies | Wire Raceways Conduit and Busways | Wire Raceways Conduit and Busways | Electrical conduit | EA | 2 | 2 | Crouse-Hinds (Eaton) | UNY205 | WESCO | https://buy.wesco.com/fsearch?q=UNY205 | OK | R4 web-research [conf:high] Crouse-Hinds UNY205 EXPF male union 3/4 src:https://www.graybar.com/explosion-proof-male-conduit-union-steel-for-rigid-imc-conduit-3-4-in-/p/88074932 | 2026-04-30
1045814 | BUSHING/CONDUIT:REDUCING 3/4 X 1/2 EX | BUSHING,CONDUIT:REDUCING 3/4 X 1/2" EXP | CONSOLIDATED ELECTRICAL DISTRIBUTOR |  | Electric & Electronics Supplies | Electrical conduit and accessories | Electrical conduit and accessories | Rigid conduit | EA | 41 | 3 |  |  |  |  | NHR_NO_URL | R3-P4: No vendor catalog hit; PN may not exist in any covered vendor's catalog. Needs human research. (prior: Description-only vendor (no public catalog). No MFG hint mined from description;) | 2026-04-30
1045814 | BUSHING/CONDUIT:REDUCING 3/4 X 1/2 EX | BUSHING,CONDUIT:REDUCING 3/4 X 1/2" EXP | FASTENAL COMPANY | RB7550 | Electric & Electronics Supplies | Electrical conduit and accessories | Electrical conduit and accessories | Rigid conduit | EA | 96 | 9 | Appleton (Emerson) | RB75-50 | Fastenal Industrial Supplies, OEM Fasteners, Safety Products & More | https://www.fastenal.com/product/details/RB7550 | OK | R4 web-research [conf:high] Appleton RB7550=RB75-50 reducing bushing 3/4x1/2 src:https://www.borderstates.com/All-Products/Conduit-Cable-Management/Conduit-Conduit-Supports-Fittings/Conduit-Fittings-Bo | 2026-04-30
1045814 | BUSHING/CONDUIT:REDUCING 3/4 X 1/2 EX | BUSHING,CONDUIT:REDUCING 3/4 X 1/2" EXP | GRAINGER INCORPORATED | 10U843 | Electric & Electronics Supplies | Electrical conduit and accessories | Electrical conduit and accessories | Rigid conduit | EA | 22 | 2 | APPLETON ELECTRIC | RB75-50 | grainger.com | https://www.grainger.com/product/10U843 | OK | R4 web-research [conf:high] Grainger title shows MFG # RB75-50 src:https://www.grainger.com/product/APPLETON-ELECTRIC-APPLETON-ELECTRIC-Reducing-10U843 | 2026-04-30
1045815 | BUSHING/CONDUIT:REDUCING 1 X 1/2 EXPL | BUSHING REDUCING 1 X 1/2" EXPF 1162 | WESCO DISTRIBUTION, INC | RB-323S | Electric & Electronics Supplies | Electrical conduit fittings and accessories | Electrical conduit fittings and accessories | Conduit bushings | EA | 36 | 1 | O-Z/Gedney (ABB) | RB-323S | WESCO | https://buy.wesco.com/fsearch?q=RB-323S | OK | R4 web-research [conf:high] OZ Gedney RB-323S 1x1/2 reducing bushing src:https://www.platt.com/platt-electric-supply/Bushings-Reducing-Steel/OZ-Gedney/RB-323S/product.aspx?zpid=45450 | 2026-04-30
1045816 | BUSHING/CONDUIT:REDUCING 1 X 3/4 EXPL | BUSHING REDUCING 1 X 3/4" EXPF RB100-75 | FASTENAL COMPANY | 922983404 | Electric & Electronics Supplies | Electrical conduit and accessories | Electrical conduit and accessories | Rigid conduit | EA | 14 | 1 | EMERSON AUTOMATION SOLUTIONS | RB100-75 | APP RB100-75 1X3/4 RED BUSH ¦ Fastenal | https://www.fastenal.com/product/details/922983404 | OK | Auto-extracted via Playwright (mfg=dom). Title: 'APP RB100-75 1X3/4 RED BUSH ¦ Fastenal' | 2026-04-29
1046020 | FITTING/CONDUIT:1/2 COLLAR PLASTI-BON | FITTING,CONDUIT:1/2" COLLAR PLASTI-BOND | MEJIA INDUSTRIAL SUPPLY CO INC | PBR PRCPLG-1/2 URETHN-COAT 1/2-IN | Electric & Electronics Supplies | Electrical conduit fittings and accessories | Electrical conduit fittings and accessories | Plastic conduit fittings | EA | 11 | 1 | Plasti-Bond (Robroy) | PRCPLG-1/2 | FITTING/CONDUIT:1/2 COLLAR PLASTI-BON | (source: Short Text / Long Text columns) | OK | R4 web-research [conf:high] Plasti-Bond PRCPLG-1/2 PVC coated coupling 1/2 in src:https://www.stateelectric.com/products/plasti-bond-prcplg-1-2 | 2026-04-30
1046054 | ELEMENT/HEATER OVERLOAD:W-49 A/B | HEATER OVERLOAD ELEMENT A/B W-49 | FASTENAL COMPANY | 15852-00095 | Electric & Electronics Supplies | Luminaires and light fittings | Luminaires and light fittings | Exterior LED light fixtures | EA | 6 | 1 |  |  | ELEMENT/HEATER OVERLOAD:W-49 A/B ¦ Fastenal | https://www.fastenal.com/product/details/15852-00095 | NHR_HOUSE_BRAND | R3-P4: Fastenal product page has descriptive name but Manufacturer = 'Fastenal Approved Vendor'. No public MFG attribution. (prior: Vendor page captured; auto-extract found no MFG/PN. Title: 'ELEMENT/HEATER OVERL) | 2026-04-30
1046086 | WIRE:TIE 16 GAUGE 3.5 LB ROLL | WIRE TIE 16 GUAGE 3.5# ROLLS | FASTENAL COMPANY | 63135 | Electric & Electronics Supplies | Electrical measuring and testing equipment and accessories | Electrical measuring and testing equipment and accessories | Voltage or current meters | EA | 20 | 1 |  |  | 16 Gauge 3.5 Lb Roll Tie Wire ¦ Fastenal | https://www.fastenal.com/product/details/63135 | NHR_HOUSE_BRAND | R3-P4: Fastenal product page has descriptive name but Manufacturer = 'Fastenal Approved Vendor'. No public MFG attribution. (prior: Vendor page captured; auto-extract found no MFG/PN. Title: '16 Gauge 3.5 Lb Roll) | 2026-04-30
1046902 | LAMP/FLUORESCENT:8' SINGLE PIN F96 | BULB FLUORESCENT 8' SINGLE PIN F96T12/CW/WM/15PK P/N SPX 8'T12CW/WATTMIS | FASTENAL COMPANY | 15852-00103 | Electric & Electronics Supplies | Lamps | Lamps | Fluorescent lamps | EA | 15 | 1 |  |  | LAMP/FLUORESCENT:8' SINGLE PIN F96 ¦ Fastenal | https://www.fastenal.com/product/details/15852-00103 | NHR_HOUSE_BRAND | R3-P4: Fastenal product page has descriptive name but Manufacturer = 'Fastenal Approved Vendor'. No public MFG attribution. (prior: Vendor page captured; auto-extract found no MFG/PN. Title: "LAMP/FLUORESCENT:8' ) | 2026-04-30
1046902 | LAMP/FLUORESCENT:8' SINGLE PIN F96 | BULB FLUORESCENT 8' SINGLE PIN F96T12/CW/WM/15PK P/N SPX 8'T12CW/WATTMIS | GRAINGER INCORPORATED | 15852-00103 | Electric & Electronics Supplies | Lamps | Lamps | Fluorescent lamps | EA | 15 | 1 | GE/Current | F96T12/CW/WM | grainger.com | https://www.grainger.com/product/15852-00103 | OK | R4 web-research [conf:medium] GE 68052 F96T12/CW/C/WM 8ft T12 Watt-Miser src:https://www.led.com/catalog/8-t12-instant-start-watt-miser-lamp-68052 | 2026-04-30
1046905 | LAMP/FLUORESCENT:4' DBL PIN F32T8 | BULB FLUORESCENT 4' DOUBLE PIN ECOLU XL PN F32T8/SPX35/ECO PRODUCT CODE | GRAINGER INCORPORATED | 4PL16 | Electric & Electronics Supplies | Lamps | Lamps | Fluorescent lamps | EA | 72 | 2 | GE LAMPS | F32T8/SPX41/ECO2 | grainger.com | https://www.grainger.com/product/4PL16 | OK | R4 web-research [conf:high] Grainger 4PL16 Mfr. Model F32T8/SPX41/ECO2 src:https://www.grainger.com/product/4PL16 | 2026-04-30
1047125 | SWITCH/TEMP:30-250DEG COBRA PUMP EXHAU | SWITCH,TEMP:30-250DEG COBRA PUMP EXHAUST | Industrial Controls Distributors |  | Electric & Electronics Supplies | Electrical switches and accessories | Electrical switches and accessories | Electrical switches and accessories | EA | 1 | 1 |  |  |  |  | NHR_NO_URL | R3-P4: No vendor catalog hit; PN may not exist in any covered vendor's catalog. Needs human research. (prior: Industrial Controls Distributors; no public catalog scraper. Vendor PN: (empty).) | 2026-04-30
1047249 | TIE CABLE 24 BLACK | TIES CABLE BLACK T <(>&<)> B PN TY5277MX 24" | FASTENAL COMPANY | 751902 | Electric & Electronics Supplies | Electrical hardware and supplies | Electrical hardware and supplies | Cable ties | PAC | 12 | 4 | Thomas & Betts (ABB) | TY5277MX | Fastenal Industrial Supplies, OEM Fasteners, Safety Products & More | https://www.fastenal.com/product/details/751902 | OK | R4 web-research [conf:high] description explicitly states TY5277MX 24in cable tie src: | 2026-04-30
1047250 | TIE CABLE 12 BLACK | TIES CABLE BLACK PANDUIT PN TY5253MX 100/PKG 11-1/2" | I W SALES INC | TY5253MX | Electric & Electronics Supplies | Electrical hardware and supplies | Electrical hardware and supplies | Cable ties | PAC | 29 | 5 | Panduit | TY5253MX | TIE CABLE 12 BLACK | (source: Short Text / Long Text columns) | OK | R4 web-research [conf:high] Panduit Ty-Rap PN stated in long description; vpn matches src: | 2026-04-30
1047251 | TIE CABLE 6 BLACK | TIES CABLE BLACK PANDUIT PN TY525MX 100/PKG 7-7/8" | FASTENAL COMPANY | 50-10308 | Electric & Electronics Supplies | Electrical control panels | Electrical control panels | Purge control panels | PAC | 86 | 6 | Panduit | TY525MX | TIE CABLE 6 BLACK | (source: Short Text / Long Text columns) | DESCRIPTION_MINED | rule=R2; matched span: "LACK PANDUIT PN TY525MX 100/PKG 7-7/8"" | 2026-04-29
1047251 | TIE CABLE 6 BLACK | TIES CABLE BLACK PANDUIT PN TY525MX 100/PKG 7-7/8" | I W SALES INC | 50-10308 | Electric & Electronics Supplies | Electrical control panels | Electrical control panels | Purge control panels | PAC | 131 | 10 | Panduit | TY525MX | TIE CABLE 6 BLACK | (source: Short Text / Long Text columns) | DESCRIPTION_MINED | rule=R2; matched span: "LACK PANDUIT PN TY525MX 100/PKG 7-7/8"" | 2026-04-29
1047252 | TIE CABLE 4 WHITE | TIES CABLE BLACK R/B PLTIM-C PN 78040400130 PANDUIT WEATHER-RESISTANT | I W SALES INC | PE T18R-C | Electric & Electronics Supplies | Electrical hardware and supplies | Electrical hardware and supplies | Cable ties | PAC | 200 | 12 | Panduit | T18R-C | TIE CABLE 4 WHITE | (source: Short Text / Long Text columns) | OK | R4 web-research [conf:medium] Panduit T18R 4in cable tie; -C suffix likely color src:https://peerlesselectronics.com/t18r-cable-tie | 2026-04-30
1047259 | BODY/CONDUIT:1/2/ GRT EXPF | CONDUIT FITTING 1/2 GUAT16/1/2 | CONSOLIDATED ELECTRICAL DISTRIBUTOR | APP GRT50 | Electric & Electronics Supplies | Wire Raceways Conduit and Busways | Wire Raceways Conduit and Busways | Electrical boxes | EA | 4 | 1 | Appleton (Emerson) | GRT50 |  |  | OK | R4 web-research [conf:high] Appleton GRT50 1/2 GR T-style explosion-proof conduit body src:https://www.platt.com/p/0002921/appleton/conduit-outlet-box-type-grt-3-1-2-hubs-malleable/781381444507/appgrt50 | 2026-04-30
1047260 | BODY/CONDUIT:1/2 GRLB EXPF | CONDUIT FITTING 1/2 GRLB EXPF APPLETON GRLB-50 | WESCO DISTRIBUTION, INC | GRLB50 | Electric & Electronics Supplies | Electrical boxes and enclosures | Electrical boxes and enclosures | Conduit outlet bodies | EA | 1 | 1 | Appleton (Emerson) | GRLB-50 | BODY/CONDUIT:1/2 GRLB EXPF | (source: Short Text / Long Text columns) | DESCRIPTION_MINED | rule=R5; matched span: "EXPF APPLETON GRLB-50" | 2026-04-29
1047270 | BODY/CONDUIT:3/4 GRT EXPF | CONDUIT FITTING 3/4 GRT EXPF APPLETON GRT-75 | FASTENAL COMPANY | 922983136 | Electric & Electronics Supplies | Wire Raceways Conduit and Busways | Wire Raceways Conduit and Busways | Electrical conduit fitting body | EA | 7 | 3 | Appleton (Emerson) | GRT-75 | BODY/CONDUIT:3/4 GRT EXPF | (source: Short Text / Long Text columns) | DESCRIPTION_MINED | rule=R5; matched span: "EXPF APPLETON GRT-75" | 2026-04-29
1047270 | BODY/CONDUIT:3/4 GRT EXPF | CONDUIT FITTING 3/4 GRT EXPF APPLETON GRT-75 | GRAINGER INCORPORATED | 6RVH6 | Electric & Electronics Supplies | Wire Raceways Conduit and Busways | Wire Raceways Conduit and Busways | Electrical conduit fitting body | EA | 2 | 1 | Appleton (Emerson) | GRT-75 | BODY/CONDUIT:3/4 GRT EXPF | (source: Short Text / Long Text columns) | DESCRIPTION_MINED | rule=R5; matched span: "EXPF APPLETON GRT-75" | 2026-04-29
1047270 | BODY/CONDUIT:3/4 GRT EXPF | CONDUIT FITTING 3/4 GRT EXPF APPLETON GRT-75 | WESCO DISTRIBUTION, INC | APP GRT75 | Electric & Electronics Supplies | Wire Raceways Conduit and Busways | Wire Raceways Conduit and Busways | Electrical conduit fitting body | EA | 2 | 1 | Appleton (Emerson) | GRT-75 | BODY/CONDUIT:3/4 GRT EXPF | (source: Short Text / Long Text columns) | DESCRIPTION_MINED | rule=R5; matched span: "EXPF APPLETON GRT-75" | 2026-04-29
1047271 | BODY/CONDUIT:3/4 GRLB EXPF | CONDUIT FITTING 3/4 GRLB EXPF APPLETON GRLB-75 | FASTENAL COMPANY |  | Electric & Electronics Supplies | Wire Raceways Conduit and Busways | Wire Raceways Conduit and Busways | Electrical conduit | EA | 6 | 2 | Appleton (Emerson) | GRLB-75 | BODY/CONDUIT:3/4 GRLB EXPF | (source: Short Text / Long Text columns) | DESCRIPTION_MINED | rule=R5; matched span: "EXPF APPLETON GRLB-75" | 2026-04-29
1047272 | BODY/CONDUIT:3/4 GRC-75 APPLETON | CONDUIT FITTING 3/4 APPLETON GRC-75 | FASTENAL COMPANY | 922983402 | Electric & Electronics Supplies | Wire Raceways Conduit and Busways | Wire Raceways Conduit and Busways | Electrical conduit | EA | 9 | 3 | Appleton (Emerson) | GRC75 | BODY/CONDUIT:3/4 GRC-75 APPLETON | (source: Short Text / Long Text columns) | OK | R4 web-research [conf:high] description explicitly states GRC-75; Appleton GR Type src:https://www.platt.com/p/0002896/appleton/ | 2026-04-30
1047272 | BODY/CONDUIT:3/4 GRC-75 APPLETON | CONDUIT FITTING 3/4 APPLETON GRC-75 | WESCO DISTRIBUTION, INC | GRC75 | Electric & Electronics Supplies | Wire Raceways Conduit and Busways | Wire Raceways Conduit and Busways | Electrical conduit | EA | 3 | 3 | Appleton (Emerson) | GRC75 | BODY/CONDUIT:3/4 GRC-75 APPLETON | (source: Short Text / Long Text columns) | OK | R4 web-research [conf:high] Appleton GRC75 3/4 GR-Unilet conduit body src:https://www.platt.com/p/0002896/appleton/conduit-outlet-box-type-grc-2-3-4-hubs-malleable/781381436755/appgrc75 | 2026-04-30
1047274 | BODY/CONDUIT:3/4 GRX EXPF | CONDUIT FITTING 3/4 GRX EXPF APPLETON GRX-75 | FASTENAL COMPANY | 922983172 | Electric & Electronics Supplies | Wire Raceways Conduit and Busways | Wire Raceways Conduit and Busways | Electrical conduit | EA | 2 | 2 | Appleton (Emerson) | GRX-75 | BODY/CONDUIT:3/4 GRX EXPF | (source: Short Text / Long Text columns) | DESCRIPTION_MINED | rule=R5; matched span: "EXPF APPLETON GRX-75" | 2026-04-29
1047277 | BODY/CONDUIT:1 GRT EXPF | CONDUIT FITTING 1 GRT EXP. PROOF APPLETON PN GRT-100 | FASTENAL COMPANY | 922983081 APPLETON GROUP LLC GRT-10 | Electric & Electronics Supplies | Electrical boxes and enclosures | Electrical boxes and enclosures | Conduit outlet bodies | EA | 3 | 1 | Appleton (Emerson) | GRT-100 | BODY/CONDUIT:1 GRT EXPF | (source: Short Text / Long Text columns) | DESCRIPTION_MINED | rule=R2; matched span: "ROOF APPLETON PN GRT-100" | 2026-04-29
1047280 | BOX/CONDUIT:JUNCTION 1 GRN EXPF UNILE | BOX,CONDUIT:JUNCTION 1" GRN EXPF UNILET | FASTENAL COMPANY | 922983426 | Electric & Electronics Supplies | Wire Raceways Conduit and Busways | Wire Raceways Conduit and Busways | Electrical conduit | EA | 1 | 1 | EMERSON AUTOMATION SOLUTIONS | GRN100 | APP GRN100 1-IN JCT UNILET ¦ Fastenal | https://www.fastenal.com/product/details/922983426 | OK | Auto-extracted via Playwright (mfg=dom). Title: 'APP GRN100 1-IN JCT UNILET ¦ Fastenal' | 2026-04-29
1047280 | BOX/CONDUIT:JUNCTION 1 GRN EXPF UNILE | BOX,CONDUIT:JUNCTION 1" GRN EXPF UNILET | GRAINGER INCORPORATED | 6RVF2 | Electric & Electronics Supplies | Wire Raceways Conduit and Busways | Wire Raceways Conduit and Busways | Electrical conduit | EA | 1 | 1 |  |  | grainger.com | https://www.grainger.com/product/6RVF2 | NHR_GATED | R3-P4: Grainger product page captured but 'Mfr. Model #' field not exposed in anonymous body text. (prior: From grainger_round2 bookmarklet (none/none). Title: ) | 2026-04-30
1048000 | LOCKOUT BOX GROUP PN BR65672 BRADY | NEW PN 65699 | FASTENAL COMPANY | 1027310 | Electric & Electronics Supplies | Safety control devices | Safety control devices | Lockout boxes | EA | 4 | 2 | Brady | 65699 | LOCKOUT BOX GROUP PN BR65672 BRADY | (source: Short Text / Long Text columns) | DESCRIPTION_MINED | rule=R5; matched span: "5672 BRADY NEW PN 65699" | 2026-04-29
1048299 | LAMP/BULB:60 WATT 120 VOLT | BULB MED BASE 60W A19 120v | WESCO DISTRIBUTION, INC | PFA-60ARS | Electric & Electronics Supplies | Lamps | Lamps | Incandescent lamps | EA | 20 | 1 | PLT (Plastic Lumber Trading) | PFA-60ARS | WESCO | https://buy.wesco.com/fsearch?q=PFA-60ARS | OK | R4 web-research [conf:high] vpn PFA-60ARS is itself MFG PN; PLT shatter-resistant A19 src:https://www.1000bulbs.com/product/96949/PLT-PFA60ARS.html | 2026-04-30
1048305 | LAMP/HPS:400 WATT | BULB HIGH PRESSURE SODIUM 400 WATT CLEAR MOGUL BASE P/N GEL LU400 | GRAINGER INCORPORATED | 56GK15 | Electric & Electronics Supplies | Lamps | Lamps | High pressure sodium lamps | EA | 7 | 2 | GE Lighting (Current) | LU400/H/ECO | grainger.com | https://www.grainger.com/product/56GK15 | OK | R4 web-research [conf:high] GE Ecolux Lucalox 400W HPS mogul; original LU400 superseded by LU400/H/ECO src:https://lightingsupply.com/products/ge-lu400-h-eco | 2026-04-30
1048305 | LAMP/HPS:400 WATT | BULB HIGH PRESSURE SODIUM 400 WATT CLEAR MOGUL BASE P/N GEL LU400 | WESCO DISTRIBUTION, INC | 56GK15 | Electric & Electronics Supplies | Lamps | Lamps | High pressure sodium lamps | EA | 5 | 1 | GE Lighting (Current) | LU400/H/ECO | WESCO | https://buy.wesco.com/fsearch?q=56GK15 | OK | R4 web-research [conf:high] Same as row 53 - GE Lucalox 400W HPS src:https://lightingsupply.com/products/ge-lu400-h-eco | 2026-04-30
1048568 | TERMINAL:CONNECTOR ELECTRIAL CGB 1/2 MA | CONNECTOR ELECTRIAL CGB 1/2 MALE THREAD TO CORD DIA OF .125 TO .250 THOM | WESCO DISTRIBUTION, INC | T&B 2520 |  |  |  |  | EA | 14 | 1 | Thomas & Betts (ABB) | 2520 | WESCO | https://buy.wesco.com/fsearch?q=T%26B+2520 | OK | R4 web-research [conf:high] T&B 2520 1/2 cord connector .125-.250 src:https://www.standardelectricsupply.com/Thomas-And-Betts-2520-Cord-Connector | 2026-04-30
1048576 | TAPE/HEAT TRACING:KIT/SPLICING/S-150 | HEAT TAPE- Raychem SPLICE KIT S-150 | PORTERSVILLE PRD LLC | S-150 | Electric & Electronics Supplies | Electrical Tapes | Adhesive tapes | Heat tracing splicing kits | EA | 4 | 2 | Portersville PRD | S-150 | TAPE/HEAT TRACING:KIT/SPLICING/S-150 |  | MFG_IS_VENDOR | Vendor IS the manufacturer (single-row direct-MFG vendor). Vendor PN treated as MFG PN. | 2026-04-29
1048578 | BOX/CONDUIT:HUB/1/2/MYERS ST-1 NONEXP | BOX,CONDUIT:HUB,1/2",MYERS ST-1 NONEXPF | CONSOLIDATED ELECTRICAL DISTRIBUTOR | 201 | Electric & Electronics Supplies | Wire Raceways Conduit and Busways | Wire Raceways Conduit and Busways | Electrical conduit | EA | 3 | 1 | Myers (Eaton) | ST-1 | BOX/CONDUIT:HUB/1/2/MYERS ST-1 NONEXP | (source: Short Text / Long Text columns) | DESCRIPTION_MINED | rule=R5; matched span: "/1/2/MYERS ST-1 NONEXP BOX,CONDUIT:HUB," | 2026-04-29
1048579 | BOX/CONDUIT:HUB/3/4/MYERS ST-2 NONEXP | BOX,CONDUIT:HUB,3/4",MYERS ST-2 NONEXPF | FASTENAL COMPANY | 701944 | Electric & Electronics Supplies | Electrical boxes and enclosures | Electrical boxes and enclosures | Conduit box hubs | EA | 3 | 1 | Myers (Eaton) | ST-2 | BOX/CONDUIT:HUB/3/4/MYERS ST-2 NONEXP | (source: Short Text / Long Text columns) | DESCRIPTION_MINED | rule=R5; matched span: "/3/4/MYERS ST-2 NONEXP BOX,CONDUIT:HUB," | 2026-04-29
1048587 | PHOTO CELL CONTROL TWIST LOCK 105/120V | PHOTO CELL CONTROL TWIST LOCK | FASTENAL COMPANY | 920795798 | Electric & Electronics Supplies | Lighting accessories | Lighting accessories | Photocontrols | EA | 11 | 4 | NSI INDUSTRIES | 5237-UL | 105-305V 1000W Tungsten 1800VA Ballast1000W LED TORK Photocontrol - Electronic Instant Response Turn Lock ¦ Fastenal | https://www.fastenal.com/product/details/920795798 | OK | Auto-extracted via Playwright (mfg=dom). Title: '105-305V 1000W Tungsten 1800VA Ballast1000W LED TORK Photocontrol - Electronic Instant Res' | 2026-04-29
1048587 | PHOTO CELL CONTROL TWIST LOCK 105/120V | PHOTO CELL CONTROL TWIST LOCK | GRAINGER INCORPORATED | AAH02RDH9VA1AN | Electric & Electronics Supplies | Lighting accessories | Lighting accessories | Photocontrols | EA | 2 | 1 | Motorola Solutions | XPR3500e | grainger.com | https://www.grainger.com/product/AAH02RDH9VA1AN | OK | R5 deep-search [conf:high] vpn AAH02RDH9VA1AN identified as Motorola MOTOTRBO XPR 3500e UHF radio (NOT a photocell - line description appears mismatched) src:https://www.ebay.com/itm/127126190552 | 2026-04-30
1048587 | PHOTO CELL CONTROL TWIST LOCK 105/120V | PHOTO CELL CONTROL TWIST LOCK | REXEL USA, INC. DBA GEXPRO | 753715 | Electric & Electronics Supplies | Lighting accessories | Lighting accessories | Photocontrols | EA | 3 | 1 | NSI Tork | 5237-UL |  |  | OK | R4 web-research [conf:high] NSI Tork 5237-UL twist-lock photocontrol 105-305V src:https://www.gexpro.com/p/753715/nsi-tork/locking-photocontrol-electronic-105-305v-1000w/786261788955/5237-ul | 2026-04-30
1048752 | CABLE SLIDELL PROX CABLE 4M FOR DIVICEN | SLIDELL PROX CABLE 4M FOR DIVICENET PN 10458302 | FASTENAL COMPANY | 923998132 | Electric & Electronics Supplies | Electrical cable and accessories | Electrical cable and accessories | Signal cable | EA | 1 | 1 | TURCK INC. | TUR-U-37517 | U2045-4 - CORDHYBRID ¦ Fastenal | https://www.fastenal.com/product/details/923998132 | OK | Auto-extracted via Playwright (mfg=dom). Title: 'U2045-4 - CORDHYBRID ¦ Fastenal' | 2026-04-29
1049303 | CLAMP:RGT ANGL/U BOLT 1/2 | CLAMP U BOLT 1/2 RIGHT ANGLE KINDORF RC-1/2 PC50RA | FASTENAL COMPANY | 923704067 | Electric & Electronics Supplies | Conduit clamps | Conduit clamps | Conduit clamps | EA | 8 | 1 | Kindorf (Atkore) | RC-1/2 | CLAMP:RGT ANGL/U BOLT 1/2 | (source: Short Text / Long Text columns) | DESCRIPTION_MINED | rule=R5; matched span: "NGLE KINDORF RC-1/2 PC50RA" | 2026-04-29
1049303 | CLAMP:RGT ANGL/U BOLT 1/2 | CLAMP U BOLT 1/2 RIGHT ANGLE KINDORF RC-1/2 PC50RA | WESCO DISTRIBUTION, INC | PC-50RA | Electric & Electronics Supplies | Conduit clamps | Conduit clamps | Conduit clamps | EA | 1 | 1 | Kindorf (Atkore) | RC-1/2 | CLAMP:RGT ANGL/U BOLT 1/2 | (source: Short Text / Long Text columns) | DESCRIPTION_MINED | rule=R5; matched span: "NGLE KINDORF RC-1/2 PC50RA" | 2026-04-29
1049308 | CLAMP:RGT ANGL/2/U BOLT | CLAMP U BOLT 2 RIGHT ANGLE KINDORF RC-2 PC200RA | CONSOLIDATED ELECTRICAL DISTRIBUTOR | RC2SC | Electric & Electronics Supplies | Conduit clamps | Conduit clamps | Conduit clamps | EA | 5 | 1 | Kindorf (Atkore) | RC-2 | CLAMP:RGT ANGL/2/U BOLT | (source: Short Text / Long Text columns) | DESCRIPTION_MINED | rule=R5; matched span: "NGLE KINDORF RC-2 PC200RA" | 2026-04-29
1049316 | FITTING:CONDUIT 1/2 LBY15 PLASTI-BOND | CONDUIT FITTING 1/2 PBLBY15 (PLASTI-BOND) | MEJIA INDUSTRIAL SUPPLY CO INC | PERMACOTE PMLBY50 | Electric & Electronics Supplies | Electrical conduit fittings and accessories | Electrical conduit fittings and accessories | Pull elbows | EA | 1 | 1 | Plasti-Bond (Robroy) | PBLBY15 | FITTING:CONDUIT 1/2 LBY15 PLASTI-BOND | (source: Short Text / Long Text columns) | DESCRIPTION_MINED | rule=R5; matched span: "BY15 PLASTI-BOND CONDUIT FITTING 1/2 PBLBY15" | 2026-04-29
1049316 | FITTING:CONDUIT 1/2 LBY15 PLASTI-BOND | CONDUIT FITTING 1/2 PBLBY15 (PLASTI-BOND) | WESCO DISTRIBUTION, INC | PRLBY15 | Electric & Electronics Supplies | Electrical conduit fittings and accessories | Electrical conduit fittings and accessories | Pull elbows | EA | 2 | 1 | Plasti-Bond (Robroy) | PBLBY15 | FITTING:CONDUIT 1/2 LBY15 PLASTI-BOND | (source: Short Text / Long Text columns) | DESCRIPTION_MINED | rule=R5; matched span: "BY15 PLASTI-BOND CONDUIT FITTING 1/2 PBLBY15" | 2026-04-29
1049317 | BODY/CONDUIT:3/4 LBY25 EXPF | CONDUIT FITTING 3/4 PBLBY25 EXPF (PLASTI-BOND) | GRAYBAR ELECTRIC COMPANY | PRLBY25 | Electric & Electronics Supplies | Electrical boxes and enclosures | Electrical boxes and enclosures | Conduit outlet bodies | EA | 1 | 1 | Plasti-Bond (Robroy) | PRLBY25 | BODY/CONDUIT:3/4 LBY25 EXPF | (source: Short Text / Long Text columns) | OK | R4 web-research [conf:high] Plasti-Bond PVC-coated LBY25 conduit body 3/4 in src:https://robroy.com/brands/plasti-bond | 2026-04-30
1049320 | STRAP CONDUIT 1/2 RIGID KINDORF | KINDORF STRAP 1/2 RIGID CONDUIT C105-1/2 (NAED #599175924) | FASTENAL COMPANY | 48881 | Electric & Electronics Supplies | Wire Raceways Conduit and Busways | Wire Raceways Conduit and Busways | Electrical conduit fitting body | EA | 37 | 2 | Kindorf (Atkore) | C-105-1/2 | STRAP CONDUIT 1/2 RIGID KINDORF | (source: Short Text / Long Text columns) | OK | R4 web-research [conf:high] Kindorf C-105-1/2 1/2 inch pipe strap src:https://www.platt.com/p/0030964/kindorf/short-spring-channel-nut/785991756425/kinb91238 | 2026-04-30
1049321 | STRAP CONDUIT 3/4 RIGID | KINDORF STRAP 3/4 RIGID CONDUIT C-105/P0000-3/4 | FASTENAL COMPANY | 48882 | Electric & Electronics Supplies | Wire Raceways Conduit and Busways | Wire Raceways Conduit and Busways | Electrical conduit | EA | 55 | 3 | Kindorf (Atkore) | C-105-3/4 | STRAP CONDUIT 3/4 RIGID | (source: Short Text / Long Text columns) | OK | R4 web-research [conf:high] description states C-105/P0000-3/4 src:https://www.stateelectric.com/products/kindorf-c-105-3-4 | 2026-04-30
1049322 | STRAP CONDUIT 1 RIGID KINDORF | KINDORF STRAP 1 RIGID CONDUIT C-105 1 | FERGUSON ENTERPRISES LLC | FNW7873Z0100 | Electric & Electronics Supplies | Wire Raceways Conduit and Busways | Wire Raceways Conduit and Busways | Electrical conduit fitting body | EA | 58 | 1 | Kindorf (Atkore) | C-105-1 | STRAP CONDUIT 1 RIGID KINDORF | (source: Short Text / Long Text columns) | OK | R4 web-research [conf:high] Kindorf C-105-1 rigid strap 1in src:https://www.amazon.com/Kindorf-C-105-1-Strap-Conduit-Galv-Krom/dp/B07RRC7T1N | 2026-04-30
1049344 | BODY/CONDUIT:1/2 ELBY 50 | CONDUIT FITTING 1/2 ELBY ELBY 50 | WESCO DISTRIBUTION, INC | ELBY50 | Electric & Electronics Supplies | Wire Raceways Conduit and Busways | Wire Raceways Conduit and Busways | Electrical conduit | EA | 2 | 1 | Appleton (Emerson) | ELBY50 | WESCO | https://buy.wesco.com/fsearch?q=ELBY50 | OK | R4 web-research [conf:high] Appleton ELBY50 1/2 explosion-proof capped elbow src:https://www.platt.com/p/0002625/appleton/pulling-elbow-capped-90-1-2-explosion-proof-malleable-iron/781381293600/appelby | 2026-04-30
1049345 | FITTING CONDUIT 3/4 ELBY ELBY 75 | CONDUIT FITTING 3/4 ELBY ELBY 75 | FASTENAL COMPANY | 922982947 | Electric & Electronics Supplies | Electrical conduit fittings and accessories | Electrical conduit fittings and accessories | Pull elbows | EA | 12 | 2 | EMERSON AUTOMATION SOLUTIONS | ELBY-75 | APP ELBY-75 3/4 90D CAPPED ELL ¦ Fastenal | https://www.fastenal.com/product/details/922982947 | OK | Auto-extracted via Playwright (mfg=dom). Title: 'APP ELBY-75 3/4 90D CAPPED ELL ¦ Fastenal' | 2026-04-29
1049348 | FITTING SEALING 1/2 EXPF OZ EYA-50 | FITTING SEALING 1/2 EXPF O Z GEDNEY EYA-50 | CONSOLIDATED ELECTRICAL DISTRIBUTOR | EYA50 | Electric & Electronics Supplies | Electrical conduit and accessories | Electrical conduit and accessories | Sealing fittings | EA | 7 | 1 | OZ-Gedney (Emerson) | EYA-50 | FITTING SEALING 1/2 EXPF OZ EYA-50 | (source: Short Text / Long Text columns) | DESCRIPTION_MINED | rule=R5; matched span: "EXPF OZ EYA-50 FITTING SEALING 1/2 E" | 2026-04-29
1049348 | FITTING SEALING 1/2 EXPF OZ EYA-50 | FITTING SEALING 1/2 EXPF O Z GEDNEY EYA-50 | WESCO DISTRIBUTION, INC | EYA50 | Electric & Electronics Supplies | Electrical conduit and accessories | Electrical conduit and accessories | Sealing fittings | EA | 3 | 1 | OZ-Gedney (Emerson) | EYA-50 | FITTING SEALING 1/2 EXPF OZ EYA-50 | (source: Short Text / Long Text columns) | DESCRIPTION_MINED | rule=R5; matched span: "EXPF OZ EYA-50 FITTING SEALING 1/2 E" | 2026-04-29
1049349 | FITTING SEALING 3/4 EXPF OZ EYA-75 | FITTING SEALING 3/4 EXPF OZ GEDNEY EYA-75 | FASTENAL COMPANY | 709865 | Electric & Electronics Supplies | Electrical conduit and accessories | Electrical conduit and accessories | Sealing fittings | EA | 8 | 1 | OZ-Gedney (Emerson) | EYA-75 | FITTING SEALING 3/4 EXPF OZ EYA-75 | (source: Short Text / Long Text columns) | DESCRIPTION_MINED | rule=R5; matched span: "EXPF OZ GEDNEY EYA-75" | 2026-04-29
1049464 | BODY/CONDUIT:1/2 GUAC 16 PLASTI-BOND | CONDUIT FITTING 1/2 GUAC 16 PLASTI-BOND | CONSOLIDATED ELECTRICAL DISTRIBUTOR | PV0500GUAC16 | Electric & Electronics Supplies | Electrical boxes and enclosures | Electrical boxes and enclosures | Conduit outlet bodies | EA | 3 | 1 | Plasti-Bond (Robroy) | PRGUAC16SA | BODY/CONDUIT:1/2 GUAC 16 PLASTI-BOND | (source: Short Text / Long Text columns) | OK | R4 web-research [conf:medium] 1/2 PVC-coated GUAC16 body; SA aluminum variant standard src:https://www.gexpro.com/p/515051/plasti-bond/1-2-aluminum-guac-body-w-cover/784011217991/prguac16sa | 2026-04-30
1049465 | BODY/CONDUIT:3/4 GUAC 26 PLASTI-BOND | CONDUIT FITTING 3/4 GUAC 26 PVC COATED EXPF 3" OPEN- ING | CONSOLIDATED ELECTRICAL DISTRIBUTOR | OCGUAC26G | Electric & Electronics Supplies | Wire Raceways Conduit and Busways | Wire Raceways Conduit and Busways | Electrical conduit fitting body | EA | 4 | 1 | Plasti-Bond (Robroy) | GUAC26 | BODY/CONDUIT:3/4 GUAC 26 PLASTI-BOND | (source: Short Text / Long Text columns) | OK | R4 web-research [conf:medium] GUAC26 series with 3/4 size; OC prefix is CED stock prefix src:https://plastibond.com/hazardous-location-fitting/gua-style-conduit-outlet-boxes | 2026-04-30
1050621 | FUSE:LITTLEFUSE CL CC FASTACT 1 AMP 600V | FUSE LITTLEFUSE CLASS CC FASTACT 600VOLT 1AMP | WESCO DISTRIBUTION, INC | BUSS KTK-R-1 | Electric & Electronics Supplies | Circuit breakers and accessories | Circuit breakers and accessories | Medium voltage fuses | EA | 10 | 1 | Bussmann (Eaton) | KTK-R-1 | WESCO | https://buy.wesco.com/fsearch?q=BUSS+KTK-R-1 | OK | R4 web-research [conf:high] vpn KTK-R-1 is itself the Bussmann MFG PN src:https://www.graybar.com/limitron8482-ktk-r-series-class-cc-fast-acting-fuse-rejection-type-current-limiting-1a-600v/p/88 | 2026-04-30
1051004 | CONDUIT:LIQUIDTITE 1/2 TYPE UA PN 780024 | CONDUIT LIQUIDTITE 1/2 TYPE UA PN 78002400045 (100' ROLL) | FASTENAL COMPANY | 782766 | Electric & Electronics Supplies | Wire Raceways Conduit and Busways | Wire Raceways Conduit and Busways | Electrical conduit | FT | 200 | 1 | Anaconda Sealtite (Anamet) | UA-BLK-1/2-100FT | Fastenal Industrial Supplies, OEM Fasteners, Safety Products & More | https://www.fastenal.com/product/details/782766 | OK | R4 web-research [conf:medium] Same as row 81 - Anaconda Sealtite type UA 1/2 LFMC; vpn 782766 = Fastenal SKU src:https://www.anacondasealtite.com/wp-content/uploads/Anamet-Catalog.pdf | 2026-04-30
1051004 | CONDUIT:LIQUIDTITE 1/2 TYPE UA PN 780024 | CONDUIT LIQUIDTITE 1/2 TYPE UA PN 78002400045 (100' ROLL) | WESCO DISTRIBUTION, INC | 34212 | Electric & Electronics Supplies | Wire Raceways Conduit and Busways | Wire Raceways Conduit and Busways | Electrical conduit | FT | 200 | 2 | Anaconda Sealtite (Anamet) | UA-GRY-1/2-100FT | WESCO | https://buy.wesco.com/fsearch?q=34212 | OK | R4 web-research [conf:medium] Anaconda Sealtite type UA 1/2 LFMC; PN 78002400045 is Anamet catalog form src:https://www.anacondasealtite.com/wp-content/uploads/Anamet-Catalog.pdf | 2026-04-30
1052028 | WIRE:18 WHITE STRANDED THHN 500 FT ROLL | WIRE #18 WHITE STRANDED TYPE THHN 500 FT/ROLL | GRAINGER INCORPORATED | 5LWY8 | Electric & Electronics Supplies | Electrical wire and cable and harness | Electrical wire and cable and harness | Building wire | ROL | 3 | 1 |  |  | grainger.com | https://www.grainger.com/product/5LWY8 | NHR_GATED | R3-P4: Grainger product page captured but 'Mfr. Model #' field not exposed in anonymous body text. (prior: From grainger_round2 bookmarklet (none/none). Title: ) | 2026-04-30
1052029 | WIRE:14 BLACK STRANDED THHN 500 FT ROLL | WIRE #14 BLACK STRANDED TYPE THHN 500 FT. /ROLL | FASTENAL COMPANY | 700345 | Electric & Electronics Supplies | Electrical wire | Electrical wire | Insulated or covered wire | ROL | 1 | 1 |  |  | Fastenal Industrial Supplies, OEM Fasteners, Safety Products & More | https://www.fastenal.com/product/details/700345 | NHR_DISCONTINUED | R3-P4: Fastenal catalog returned not-found / homepage redirect. PN likely discontinued. (prior: Vendor returned not-found page. Title: 'Fastenal Industrial Supplies, OEM Fasten) | 2026-04-30
1052029 | WIRE:14 BLACK STRANDED THHN 500 FT ROLL | WIRE #14 BLACK STRANDED TYPE THHN 500 FT. /ROLL | GRAYBAR ELECTRIC COMPANY | THHN-14-STRBLK-500S | Electric & Electronics Supplies | Electrical wire | Electrical wire | Insulated or covered wire | ROL | 1 | 1 | Southwire | THHN-14-STR-BLK-500S | Search Results List Page ¦ Graybar | https://www.graybar.com/search?text=THHN-14-STRBLK-500S | OK | R4 web-research [conf:medium] Graybar 88284592 14AWG black stranded THHN 500ft - house-brand commodity src:https://www.graybar.com/thhn-building-wire-14-awg-stranded-copper-conductor-black-500-ft-reel/p/88284592 | 2026-04-30
1052031 | WIRE:14 BLUE STRANDED THHN 500FT ROLL | WIRE #14 BLUE STRANDED TYPE THHN 500 FT. ROLL | FASTENAL COMPANY | 700346 | Electric & Electronics Supplies | Electrical wire and cable and harness | Electrical wire and cable and harness | Building wire | ROL | 1 | 1 |  |  | Fastenal Industrial Supplies, OEM Fasteners, Safety Products & More | https://www.fastenal.com/product/details/700346 | NHR_DISCONTINUED | R3-P4: Fastenal catalog returned not-found / homepage redirect. PN likely discontinued. (prior: Vendor returned not-found page. Title: 'Fastenal Industrial Supplies, OEM Fasten) | 2026-04-30
1052032 | WIRE:14 WHITE STRANDED THHN 500FT ROLL | WIRE #14 WHITE STRANDED TYPE THHN 500 FT. ROLL | FASTENAL COMPANY | 700348 | Electric & Electronics Supplies | Electrical wire and cable and harness | Electrical wire and cable and harness | Building wire | ROL | 1 | 1 |  |  | Fastenal Industrial Supplies, OEM Fasteners, Safety Products & More | https://www.fastenal.com/product/details/700348 | NHR_DISCONTINUED | R3-P4: Fastenal catalog returned not-found / homepage redirect. PN likely discontinued. (prior: Vendor returned not-found page. Title: 'Fastenal Industrial Supplies, OEM Fasten) | 2026-04-30
1052033 | WIRE:14 GREEN STRANDED THHN 500FT ROLL | WIRE #14 GREEN STRANDED TYPE THHN 500 FT. ROLL | FASTENAL COMPANY | 700349 | Electric & Electronics Supplies | Electrical wire and cable and harness | Electrical wire and cable and harness | Building wire | ROL | 2 | 1 |  |  | Fastenal Industrial Supplies, OEM Fasteners, Safety Products & More | https://www.fastenal.com/product/details/700349 | NHR_DISCONTINUED | R3-P4: Fastenal catalog returned not-found / homepage redirect. PN likely discontinued. (prior: Vendor returned not-found page. Title: 'Fastenal Industrial Supplies, OEM Fasten) | 2026-04-30
1052035 | WIRE:12 RED STRANDED THHN 500 FT ROLL | WIRE #12 RED STRANDED TYPE THHN 500 FT./ROLL | WESCO DISTRIBUTION, INC | WIRE THHN-12-RED-19STR-CU-500S/R | Electric & Electronics Supplies | Electrical wire | Electrical wire | Insulated or covered wire | ROL | 1 | 1 | WIRE PRODUCTS (Wesco) | THHN-12-RED-19STR-CU-500S/R | WESCO | https://buy.wesco.com/fsearch?q=WIRE+THHN-12-RED-19STR-CU-500S%2FR | OK | R4 web-research [conf:medium] Wesco generic THHN; house-brand commodity src:https://buy.wesco.com/Single-Conductor-Cable/WIRE-PRODUCTS/Building-Wire-THHN-Copper-Conductor-Red-12-AWG-500-ft/THHN-12 | 2026-04-30
1052036 | WIRE:12 WHITE STRANDED THHN 500FT ROLL | WIRE #12 WHITE STRANDED TYPE THHN 500 FT./ ROLL | FASTENAL COMPANY | 700363 | Electric & Electronics Supplies | Electrical wire and cable and harness | Electrical wire and cable and harness | Building wire | ROL | 1 | 1 |  |  | unknown ¦ Fastenal | https://www.fastenal.com/product/details/700363 | NHR_HOUSE_BRAND | R3-P4: Fastenal non-catalog stub: 'Fastenal Approved Vendor' placeholder, no MFG attribution. House-brand or one-off SKU. (prior: Vendor page captured; auto-extract found no MFG/PN. Title: 'unknown ¦ Fastenal') | 2026-04-30
1052037 | WIRE:12 GREEN STRANDED THHN 500 FT ROLL | WIRE #12 GREEN STRANDED TYPE THHN 500 FT./ROLL | WESCO DISTRIBUTION, INC | WIRE THHN-10-GRN-19STR-CU-500S/R | Electric & Electronics Supplies | Electrical wire | Electrical wire | Insulated or covered wire | ROL | 1 | 1 |  |  | Building Wire, THHN; CU; 19 Strands; 10 AWG; Green; 500 ft. Spool/Reel | https://buy.wesco.com/Wire-and-Cable/Building-Wire/Single-Conductor-Cable/WIRE-PRODUCTS/Building-Wire-THHN-CU-19-Strands-10-AWG/p/78010023040-1 | NHR_GATED | R3-P4b: Wesco product page captured but Manufacturer label gated behind login OR product is house-brand (e.g., 'WIRE PRODUCTS'). Re-run round-2 logged-in if MFG required. (prior: From wesco_round2 bookmarklet (none/none). Title: ) | 2026-04-30
1052038 | WIRE:12 BLUE STRANDED THHN/THW 500FT RO | WIRE #12 BLUE STRANDED THHN OR THWN 500FT. ROLLS | WESCO DISTRIBUTION, INC | WIRE THHN-12-BLU-19STR-CU-500S/R | Electric & Electronics Supplies | Electrical wire | Electrical wire | Electrical wire | ROL | 1 | 1 |  |  | Building Wire, THHN; CU; 19 Strands; 12 AWG; Blue; 500 ft. Spool/Reel | https://buy.wesco.com/Wire-and-Cable/Building-Wire/Single-Conductor-Cable/WIRE-PRODUCTS/Building-Wire-THHN-CU-19-Strands-12-AWG/p/78010022930-1 | NHR_GATED | R3-P4b: Wesco product page captured but Manufacturer label gated behind login OR product is house-brand (e.g., 'WIRE PRODUCTS'). Re-run round-2 logged-in if MFG required. (prior: From wesco_round2 bookmarklet (none/none). Title: ) | 2026-04-30
1052041 | WIRE:10 BLACK STRANDED THHN 500 FT ROLL | WIRE #10 BLACK STRANDED TYPE THHN 500 FT/ROLL | WESCO DISTRIBUTION, INC | WIRE THHN-10-BLK-19STR-CU-500S/R | Electric & Electronics Supplies | Electrical wire | Electrical wire | Electrical wire | ROL | 1 | 1 | Southwire | THHN-10-BLK-19STR-CU-500S/R | Building Wire, THHN; CU; 19 Strands; 10 AWG; Black; 500 ft. Spool/Reel | https://buy.wesco.com/Wire-and-Cable/Building-Wire/Single-Conductor-Cable/WIRE-PRODUCTS/Building-Wire-THHN-CU-19-Strands-10-AWG/p/78010023000-1 | OK | R4 web-research [conf:medium] Southwire 22973201 10AWG black stranded THHN 500ft - house-brand commodity src:https://www.southwire.com/wire-cable/building-wire/thhn-thwn-copper-silicone-free/p/22973201 | 2026-04-30
1052043 | WIRE:10 BLUE STRANDED THHN 500 FT ROLL | WIRE #10 BLUE STRANDED TYPE THHN 500 FT/ROLL | WESCO DISTRIBUTION, INC | WIRE THHN-10-BLU-19STR-CU-500S/R | Electric & Electronics Supplies | Electrical wire | Electrical wire | Electrical wire | ROL | 1 | 1 | WIRE PRODUCTS (Wesco) | THHN-10-BLU-19STR-CU-500S/R | Building Wire, THHN; CU; 19 Strands; 10 AWG; Blue; 500 ft. Spool/Reel | https://buy.wesco.com/Wire-and-Cable/Building-Wire/Single-Conductor-Cable/WIRE-PRODUCTS/Building-Wire-THHN-CU-19-Strands-10-AWG/p/78010023030-1 | OK | R4 web-research [conf:medium] Wesco generic THHN; house-brand commodity src:https://buy.wesco.com/Single-Conductor-Cable/WIRE-PRODUCTS/Conductor-Cable-10-AWG-CU-Conductor-19-Str-600V-Thermoplastic | 2026-04-30
1052044 | WIRE:10 WHITE STRANDED THHN 500 FT ROLL | WIRE #10 WHITE STRANDED TYPE THHN 500 FT/ROLL | WESCO DISTRIBUTION, INC | WIRE THHN-10-WHT-19STR-CU-500S/R | Electric & Electronics Supplies | Electrical wire | Electrical wire | Electrical wire | ROL | 1 | 1 |  |  | Building Wire, THHN; CU; 19 Strands; 10 AWG; White; 500 ft. Spool/Reel | https://buy.wesco.com/Wire-and-Cable/Building-Wire/Single-Conductor-Cable/WIRE-PRODUCTS/Building-Wire-THHN-CU-19-Strands-10-AWG/p/78010023010-1 | NHR_GATED | R3-P4b: Wesco product page captured but Manufacturer label gated behind login OR product is house-brand (e.g., 'WIRE PRODUCTS'). Re-run round-2 logged-in if MFG required. (prior: From wesco_round2 bookmarklet (none/none). Title: ) | 2026-04-30
1052066 | WIRE:EXTENSION CORD 10/4 SO NEOPRENE | WIRE EXTENSION CORD #10/4 SO NEOPRENE COATED 250' ROLL | APPLIED INDUSTRIAL TECHNOLOGIES INC | MISCELECTRIC PARTS-10/4 SO CORD600V | Electric & Electronics Supplies | Electrical wire and cable and harness | Electrical wire and cable and harness | Building wire | ROL | 1 | 1 |  |  |  |  | NHR_NO_URL | R3-P4: No vendor catalog hit; PN may not exist in any covered vendor's catalog. Needs human research. (prior: Applied Industrial Technologies (distributor); no public catalog scraper. Vendor) | 2026-04-30
1052373 | CHANNEL KINDORF 1-1/2 X 3/4 X 10' | KINDORF CHANNEL 1 1/2 X 3/4" X 10' | GRAYBAR ELECTRIC COMPANY | B54SH-120GLV | Industrial Supplies |  |  |  | EA | 2 | 1 | Kindorf (Atkore) | B54SH-120GLV | CHANNEL KINDORF 1-1/2 X 3/4 X 10' | (source: Short Text / Long Text columns) | OK | R4 web-research [conf:high] vpn matches Graybar SKU 88036604 Mfr B-Line src:https://www.graybar.com/store/en/gb/pre-galvanized-steel-channel-with-elongated-holes-88036604 | 2026-04-30
1052375 | CONDUIT:RIGID 1/2 X 10' CPVC COATED | CPVC CONDUIT RIGID CPVC COATED 1/2 10 FT. JOINTS | GRAYBAR ELECTRIC COMPANY | PRHCONDUIT1/2 | Electric & Electronics Supplies | Electrical conduit | Electrical conduit | PVC coated conduit | EA | 3 | 1 | Plasti-Bond (Robroy) | PRHCONDUIT-1/2 | Search Results List Page ¦ Graybar | https://www.graybar.com/search?text=PRHCONDUIT1/2 | OK | R4 web-research [conf:high] vpn matches Robroy PRHCONDUIT-1/2 src:https://www.graybar.com/plasti-bond-redh2ot-rigid-metal-conduit-pvc-1-2-in--gray-green/p/98311124 | 2026-04-30
1052377 | CONDUIT:EMT/1/2 X 10' | CONDUIT EMT 1/2 X 10' | FASTENAL COMPANY |  | Electric & Electronics Supplies | Electrical conduit | Electrical conduit | EMT conduit | EA | 10 | 1 |  |  |  |  | NHR_NO_URL | R3-P4: No vendor catalog hit; PN may not exist in any covered vendor's catalog. Needs human research. (prior: Run fastenal_bookmarklet.html on the vendor site to extract MFG/PN. Vendor PN: () | 2026-04-30
1052378 | CONDUIT:EMT/3/4 X 10' | CONDUIT EMT 3/4 X 10' | WESCO DISTRIBUTION, INC | 305433 | Electric & Electronics Supplies | Wire Raceways Conduit and Busways | Wire Raceways Conduit and Busways | Electrical conduit | EA | 10 | 1 |  |  | WESCO | https://buy.wesco.com/fsearch?q=305433 | NHR_NO_VENDOR_HIT | R3-P4: Wesco search returned no usable result anonymously (only 'WESCO' in title). Re-run round-1 bookmarklet from inside an active Wesco browsing session if MFG required. (prior: From wesco bookmarklet (none/none). Title: WESCO) | 2026-04-30
1052382 | CHANNEL KINDORF 1-1/2 X 1-1/2 X 10' | CHANNEL KINDORF 1-1/2" X 1-1/2" X 10' PE | GRAYBAR ELECTRIC COMPANY | B22SH-120GLV | Industrial Supplies |  |  |  | EA | 21 | 2 | Kindorf (Atkore) | B22SH-120GLV | CHANNEL KINDORF 1-1/2 X 1-1/2 X 10' | (source: Short Text / Long Text columns) | OK | R4 web-research [conf:high] B-Line strut channel - mfg_known said Kindorf but actual mfg is B-Line/Eaton (1-5/8 not 1-1/2) src:https://www.cooper-electric.com/product/detail/17725/b-line-systems-b22sh-120glv | 2026-04-30
1052383 | CONDUIT:RIGID 3/4 X 10' | CONDUIT RIGID 3/4 X 10' | FASTENAL COMPANY | 700021 | Electric & Electronics Supplies | Wire Raceways Conduit and Busways | Wire Raceways Conduit and Busways | Electrical conduit | EA | 20 | 2 |  |  | Fastenal Industrial Supplies, OEM Fasteners, Safety Products & More | https://www.fastenal.com/product/details/700021 | NHR_DISCONTINUED | R3-P4: Fastenal catalog returned not-found / homepage redirect. PN likely discontinued. (prior: Vendor returned not-found page. Title: 'Fastenal Industrial Supplies, OEM Fasten) | 2026-04-30
1052384 | CONDUIT:RIGID 1 X 10' | CONDUIT RIGID 1 X 10' | FASTENAL COMPANY | 700022 | Electric & Electronics Supplies | Wire Raceways Conduit and Busways | Wire Raceways Conduit and Busways | Electrical conduit | EA | 8 | 1 | Allied Tube & Conduit | 103077 | Fastenal Industrial Supplies, OEM Fasteners, Safety Products & More | https://www.fastenal.com/product/details/700022 | OK | R5 deep-search [conf:high] Fastenal 700022 = 1in x 10ft rigid GRC; Allied Tube standard MPN 103077 (also sold as item 1R) src:https://www.rexelusa.com/p/1209979/allied-tube-conduit/1-rigid-steel-conduit-10-length/091111001031/103077 | 2026-04-30
1053016 | SWITCH: LIMIT WESTLOCK 2007NBY2B2M0200 | WESTLOCK LIMIT SWITCH PN 2007NBY2B2M0200 | FASTENAL COMPANY | 15852-00221 | Electric & Electronics Supplies | Electrical switches and accessories | Electrical switches and accessories | Limit switch | EA | 1 | 1 | Westlock Controls | 2007NBY2B2M0200 | SWITCH: LIMIT WESTLOCK 2007NBY2B2M0200 | (source: Short Text / Long Text columns) | DESCRIPTION_MINED | rule=R5; matched span: "IMIT WESTLOCK 2007NBY2B2M0200 WESTLOCK LIM" | 2026-04-29
1053016 | SWITCH: LIMIT WESTLOCK 2007NBY2B2M0200 | WESTLOCK LIMIT SWITCH PN 2007NBY2B2M0200 | FERGUSON ENTERPRISES LLC | W2007NBYFERG | Electric & Electronics Supplies | Electrical switches and accessories | Electrical switches and accessories | Limit switch | EA | 9 | 8 | Westlock Controls | 2007NBY2B2M0200 | SWITCH: LIMIT WESTLOCK 2007NBY2B2M0200 | (source: Short Text / Long Text columns) | DESCRIPTION_MINED | rule=R5; matched span: "IMIT WESTLOCK 2007NBY2B2M0200 WESTLOCK LIM" | 2026-04-29
1053050 | SWITCH: PROXIMITY SLIDELL ALLEN BRADLEY | ALLEN BRADLEY PROXIMITY SWITCH FOR SLIDELL | MOTION INDUSTRIES INC |  | Electric & Electronics Supplies | Electrical switches and accessories | Electrical switches and accessories | Proximity switch | EA | 1 | 1 | Allen-Bradley (Rockwell) |  | SWITCH: PROXIMITY SLIDELL ALLEN BRADLEY | (source: Short Text / Long Text columns) | MFG_FROM_DESCRIPTION | rule=R6; MFG inferred from description span: "DELL ALLEN BRADLEY ALLEN BRADLEY PROXIMITY SWIT". Vendor PN absent or unmineable. | 2026-04-29
1053358 | BODY/CONDUIT:1/2" TYPE T FORM 8 PVC CTD | 1/2" TYPE T FORM 8 CONDUIT BODY PVC COATED IRON THREADED | CONSOLIDATED ELECTRICAL DISTRIBUTOR | OCT184XG | Electric & Electronics Supplies | Wire Raceways Conduit and Busways | Wire Raceways Conduit and Busways | Electrical conduit | EA | 1 | 1 | Plasti-Bond (Robroy) | OCT184XG |  |  | OK | R4 web-research [conf:medium] vpn OCT184XG is Plasti-Bond OC type T 1/2 PVC coated src: | 2026-04-30
1053359 | BODY/CONDUIT:3/4" TYPE T FORM 8 PVC CTD | 3/4" TYPE T FORM 8 CONDUIT BODY PVC COATED IRON THREADED | FASTENAL COMPANY | 924968994 | Electric & Electronics Supplies | Wire Raceways Conduit and Busways | Wire Raceways Conduit and Busways | Electrical boxes | EA | 3 | 2 |  | PV0700T28 | Pvc Coated Galvanized Rigid Form 8 T Fitting 3/4" Trade Size ¦ Fastenal | https://www.fastenal.com/product/details/924968994 | NHR_HOUSE_BRAND | R3-P4: Fastenal product page has descriptive name but Manufacturer = 'Fastenal Approved Vendor'. No public MFG attribution. (prior: Vendor page captured; auto-extract found no MFG/PN. Title: 'Pvc Coated Galvanize) | 2026-04-30
1053360 | BODY/CONDUIT:1/2" TYPE LB FORM 8 PVC CTD | 1/2" TYPE LB FORM 8 CONDUIT BODY PVC COATED IRON THREADED | FASTENAL COMPANY | 923565078 | Electric & Electronics Supplies | Wire Raceways Conduit and Busways | Wire Raceways Conduit and Busways | Electrical conduit | EA | 1 | 1 | ABB INSTALLATION PRODUCTS INC | LB18-4X-G | OC LB184XG COND BODY LB FORM8 UL4X ¦ Fastenal | https://www.fastenal.com/product/details/923565078 | OK | Auto-extracted via Playwright (mfg=dom). Title: 'OC LB184XG COND BODY LB FORM8 UL4X ¦ Fastenal' | 2026-04-29
1053362 | CONNECTOR/CONDUIT:STRAIGHT 1/2 PVC CTD | 1/2" STRAIGHT CONDUIT CONNECTOR PVC COATED STEEL LIQUIDTIGHT THREADED | FASTENAL COMPANY | 923562542 | Electric & Electronics Supplies | Wire Raceways Conduit and Busways | Wire Raceways Conduit and Busways | Electrical conduit | EA | 9 | 4 | ABB INSTALLATION PRODUCTS INC | ST1/2-G | OC ST1/2G PVC CTD LT COND CONN STR ¦ Fastenal | https://www.fastenal.com/product/details/923562542 | OK | Auto-extracted via Playwright (mfg=dom). Title: 'OC ST1/2G PVC CTD LT COND CONN STR ¦ Fastenal' | 2026-04-29
1053362 | CONNECTOR/CONDUIT:STRAIGHT 1/2 PVC CTD | 1/2" STRAIGHT CONDUIT CONNECTOR PVC COATED STEEL LIQUIDTIGHT THREADED | WESCO DISTRIBUTION, INC | ST1/2-G | Electric & Electronics Supplies | Wire Raceways Conduit and Busways | Wire Raceways Conduit and Busways | Electrical conduit | EA | 6 | 1 | Ocal (ABB/T&B) | ST1/2-G | WESCO | https://buy.wesco.com/fsearch?q=ST1%2F2-G | OK | R4 web-research [conf:high] Ocal ST1/2-G PVC-coated straight liquidtight connector src:https://www.platt.com/platt-electric-supply/Liquidtight-Connectors-PVC-Coated-Straight/Ocal/ST1-2-G/product.aspx?zpid=88 | 2026-04-30
1053363 | CONNECTOR/CONDUIT:STRAIGHT 3/4 PVC CTD | 3/4" STRAIGHT CONDUIT CONNECTOR PVC COATED STEEL LIQUIDTIGHT THREADED | CONSOLIDATED ELECTRICAL DISTRIBUTOR | OCST34G | Electric & Electronics Supplies | Wire Raceways Conduit and Busways | Wire Raceways Conduit and Busways | Electrical conduit | EA | 3 | 2 | Ocal (ABB/T&B) | ST3/4-G |  |  | OK | R4 web-research [conf:high] Ocal ST3/4-G 3/4 PVC-coated steel straight liquidtight connector (vpn OCST34G = Ocal ST3/4-G compressed) src:https://www.graybar.com/ocal176-liquid-tight-connector-pvc-coated-steel-straight-3-4-in-/p/93177274 | 2026-04-30
1053364 | CONNECTOR/CONDUIT:90DEG 1/2 PVC COATED | 1/2" 90 DEGREE CONDUIT CONNECTOR PVC COATED STEEL LIQUIDTIGHT THREADED | FASTENAL COMPANY | 15852-00128 | Electric & Electronics Supplies | Wire Raceways Conduit and Busways | Wire Raceways Conduit and Busways | Electrical conduit | EA | 5 | 2 |  |  | CONNECTOR/CONDUIT:90DEG 1/2 PVC COATED ¦ Fastenal | https://www.fastenal.com/product/details/15852-00128 | NHR_HOUSE_BRAND | R3-P4: Fastenal product page has descriptive name but Manufacturer = 'Fastenal Approved Vendor'. No public MFG attribution. (prior: Vendor page captured; auto-extract found no MFG/PN. Title: 'CONNECTOR/CONDUIT:90) | 2026-04-30
1053364 | CONNECTOR/CONDUIT:90DEG 1/2 PVC COATED | 1/2" 90 DEGREE CONDUIT CONNECTOR PVC COATED STEEL LIQUIDTIGHT THREADED | FERGUSON ENTERPRISES LLC | SP-G90085532 | Electric & Electronics Supplies | Wire Raceways Conduit and Busways | Wire Raceways Conduit and Busways | Electrical conduit | EA | 3 | 2 |  |  | search | https://www.ferguson.com/search?q=SP-G90085532&lang=en_US | NHR_NO_VENDOR_HIT | R3-P4: Vendor search captured but autonomous re-mine produced no MFG. (prior: From ferguson bookmarklet (none/none). Title: Sites-Ferguson-Site) | 2026-04-30
1053364 | CONNECTOR/CONDUIT:90DEG 1/2 PVC COATED | 1/2" 90 DEGREE CONDUIT CONNECTOR PVC COATED STEEL LIQUIDTIGHT THREADED | WESCO DISTRIBUTION, INC | 15852-00128 | Electric & Electronics Supplies | Wire Raceways Conduit and Busways | Wire Raceways Conduit and Busways | Electrical conduit | EA | 7 | 2 | Plasti-Bond (Robroy) | PR5352 | WESCO | https://buy.wesco.com/fsearch?q=15852-00128 | OK | R4 web-research [conf:medium] Wesco SKU is internal; description matches Plasti-Bond PR5352 1/2 90-deg PVC coated LT connector src:https://www.platt.com/p/0349571/plasti-bond/liquid-tight-connector-90-1-2-pvc-coated-steel/784011208814/rrypr5352 | 2026-04-30
1053365 | CONNECTOR/CONDUIT:90DEG 3/4 PVC COATED | 3/4" 90 DEGREE CONDUIT CONNECTOR PVC COATED STEEL LIQUIDTIGHT THREADED | FASTENAL COMPANY | 923558630 | Electric & Electronics Supplies | Electrical conduit fittings and accessories | Electrical conduit fittings and accessories | 90-degree conduit connectors | EA | 3 | 2 | ABB INSTALLATION PRODUCTS INC | ST3/490-G | OC ST3/490G PVC CTD LT COND CONN 90 ¦ Fastenal | https://www.fastenal.com/product/details/923558630 | OK | Auto-extracted via Playwright (mfg=dom). Title: 'OC ST3/490G PVC CTD LT COND CONN 90 ¦ Fastenal' | 2026-04-29
1053367 | BATTERY:EMERGENCY LIGHT N2LPSM2 | BATTERY KIT FOR N2LPSM212222 CROUSE-HINDS LIGHT-PAK EMERGENCY LIGHTS | CONSOLIDATED ELECTRICAL DISTRIBUTOR | N2LPSM2 | Electric & Electronics Supplies | Batteries and cells and accessories | Batteries and cells and accessories | Lead acid batteries | EA | 4 | 1 | Crouse-Hinds (Eaton) | N2LPSM2 | BATTERY:EMERGENCY LIGHT N2LPSM2 | (source: Short Text / Long Text columns) | OK | R4 web-research [conf:high] Crouse-Hinds Light-Pak emergency light battery; vpn matches mfg PN src: | 2026-04-30
1053386 | COUPLING/CONDUIT:1/2 RIGID CS THREADED | 1/2" THREADED CS CONDUIT COUPLING, RMC/IMC (RIGID/INTERMEDIATE) | CONSOLIDATED ELECTRICAL DISTRIBUTOR |  | Electric & Electronics Supplies | Wire Raceways Conduit and Busways | Wire Raceways Conduit and Busways | Electrical conduit | EA | 6 | 1 |  |  |  |  | NHR_NO_URL | R3-P4: No vendor catalog hit; PN may not exist in any covered vendor's catalog. Needs human research. (prior: Description-only vendor (no public catalog). No MFG hint mined from description;) | 2026-04-30
1053386 | COUPLING/CONDUIT:1/2 RIGID CS THREADED | 1/2" THREADED CS CONDUIT COUPLING, RMC/IMC (RIGID/INTERMEDIATE) | GRAINGER INCORPORATED | 41RH53 | Electric & Electronics Supplies | Wire Raceways Conduit and Busways | Wire Raceways Conduit and Busways | Electrical conduit | EA | 11 | 2 | ALLIED TUBE & CONDUIT | 41RH53 | grainger.com | https://www.grainger.com/product/41RH53 | OK | R4 web-research [conf:medium] Grainger SKU sold as Allied 41RH53; Allied catalog PN may be different (1/2 GRC threaded coupling) src:https://www.grainger.com/product/ALLIED-TUBE-CONDUIT-Coupling-41RH53 | 2026-04-30
1053387 | COUPLING/CONDUIT:3/4 RIGID CS THREADED | 3/4" THREADED CS CONDUIT COUPLING, RMC/IMC (RIGID/INTERMEDIATE) | FASTENAL COMPANY | 920218065 | Electric & Electronics Supplies | Wire Raceways Conduit and Busways | Wire Raceways Conduit and Busways | Electrical conduit | EA | 6 | 1 |  |  | 3/4" Galvanized Conduit Coupling ¦ Fastenal | https://www.fastenal.com/product/details/920218065 | NHR_HOUSE_BRAND | R3-P4: Fastenal product page has descriptive name but Manufacturer = 'Fastenal Approved Vendor'. No public MFG attribution. (prior: Vendor page captured; auto-extract found no MFG/PN. Title: '3/4" Galvanized Cond) | 2026-04-30
1053387 | COUPLING/CONDUIT:3/4 RIGID CS THREADED | 3/4" THREADED CS CONDUIT COUPLING, RMC/IMC (RIGID/INTERMEDIATE) | GRAINGER INCORPORATED | 41RH54 | Electric & Electronics Supplies | Wire Raceways Conduit and Busways | Wire Raceways Conduit and Busways | Electrical conduit | EA | 6 | 1 | ALLIED TUBE & CONDUIT | 41RH54 | grainger.com | https://www.grainger.com/product/41RH54 | OK | R4 web-research [conf:medium] Grainger SKU is also the listed mfg ref; Allied Tube branded 3/4 rigid coupling src:https://www.grainger.com/product/ALLIED-TUBE-CONDUIT-Coupling-Steel-41RH54 | 2026-04-30
1053392 | LIGHT/EMERGENCY:DUALLITE DYN12I-C1D2-06L | LED EMERGENCY LIGHT, DYNAMO DYN SERIES, 12W, CLASS 1 DIV 2, TWO 6W LAMPS | FASTENAL COMPANY | 15852-00338 | Electric & Electronics Supplies | Luminaires and light fittings | Luminaires and light fittings | Emergency lighting | EA | 7 | 6 |  |  | LED EMERGENCY LIGHT, DYNAMO DYN SERIES, 12W, CLASS 1 DIV 2, TWO 6W LAMPS ¦ Fastenal | https://www.fastenal.com/product/details/15852-00338 | NHR_HOUSE_BRAND | R3-P4: Fastenal product page has descriptive name but Manufacturer = 'Fastenal Approved Vendor'. No public MFG attribution. (prior: Vendor page captured; auto-extract found no MFG/PN. Title: 'LED EMERGENCY LIGHT,) | 2026-04-30
1053400 | CONNECTOR/FIELD:4-PIN DIN COPERION KTRON | FIELD CONNECTOR, 4 PIN DIN WITH MALE THREADS, COPERION KTRON | Coperion K-Tron Salina, Inc. | 2109-71 | Electric & Electronics Supplies | Electrical lugs plugs and connectors | Electrical lugs plugs and connectors | Electrical connector assembly | EA | 1 | 1 | Coperion K-Tron | 2109-71 | CONNECTOR/FIELD:4-PIN DIN COPERION KTRON |  | MFG_IS_VENDOR | Vendor IS the manufacturer (single-row direct-MFG vendor). Vendor PN treated as MFG PN. | 2026-04-29
1053413 | BATTERY:PLC 3V P/N 1747-BA | PLC BATTERY PACK 1747-BA; 3 VOLT MEMORY RETAINING BATTERY | MCMASTER-CARR SUPPLY COMPANY | 2286N11 | Electric & Electronics Supplies | Batteries and cells and accessories | Batteries and cells and accessories | Batteries | EA | 8 | 1 | McMaster-Carr | 2286N11 |  | https://www.mcmaster.com/2286N11/ | OK | From mcmaster bookmarklet (csv-raw/csv-raw). Title: | 2026-04-30
1059472 | POWER MODULE FOXBORO IPM2-P0904HA 39VDC | POWER MODULE FOXBORO IPM2-P0904HA 39VDC | FASTENAL COMPANY | 15852-00150 | Electric & Electronics Supplies | Electronic components | Electronic components | Relay output modules | EA | 4 | 1 |  | 39VDC | POWER MODULE FOXBORO IPM2-P0904HA 39VDC ¦ Fastenal | https://www.fastenal.com/product/details/15852-00150 | NHR_HOUSE_BRAND | R3-P4: Fastenal product page has descriptive name but Manufacturer = 'Fastenal Approved Vendor'. No public MFG attribution. (prior: Vendor page captured; auto-extract found no MFG/PN. Title: 'POWER MODULE FOXBORO) | 2026-04-30
1061467 | PLUG/ELECT:MALE 20AMP EXPF UGP-20231QW | HUBBELL KILLARK UGP-20231QW | GRAYBAR ELECTRIC COMPANY | 10N032 | Electric & Electronics Supplies | Electrical conduit fittings and accessories | Electrical conduit fittings and accessories | Conduit plugs | EA | 1 | 1 | Hubbell | UGP-20231QW | PLUG/ELECT:MALE 20AMP EXPF UGP-20231QW | (source: Short Text / Long Text columns) | DESCRIPTION_MINED | rule=R5; matched span: "1QW HUBBELL KILLARK UGP-20231QW" | 2026-04-29
1061471 | WIRE/TIE 18GA 304 SS 5# COIL | 18 GA 304 STAINLESS STEEL (SS) WIRE | FASTENAL COMPANY | 15852-00035 | Electric & Electronics Supplies | Electrical wire | Electrical wire | Insulated or covered wire | EA | 4 | 4 |  |  | 18 GA 304 STAINLESS STEEL (SS) WIRE5# ROLL COILFOR INSULATION AND BLANKET TIEING ¦ Fastenal | https://www.fastenal.com/product/details/15852-00035 | NHR_HOUSE_BRAND | R3-P4: Fastenal product page has descriptive name but Manufacturer = 'Fastenal Approved Vendor'. No public MFG attribution. (prior: Vendor page captured; auto-extract found no MFG/PN. Title: '18 GA 304 STAINLESS ) | 2026-04-30
1061471 | WIRE/TIE 18GA 304 SS 5# COIL | 18 GA 304 STAINLESS STEEL (SS) WIRE | GEO V HAMILTON | 18GASSW5#SP | Electric & Electronics Supplies | Electrical wire | Electrical wire | Insulated or covered wire | EA | 1 | 1 |  |  |  |  | NHR_NO_URL | R3-P4: No vendor catalog hit; PN may not exist in any covered vendor's catalog. Needs human research. (prior: Geo V Hamilton (industrial supply distributor); no public catalog scraper. Vendo) | 2026-04-30
1061471 | WIRE/TIE 18GA 304 SS 5# COIL | 18 GA 304 STAINLESS STEEL (SS) WIRE | HAMILTON INSULATION SALES LLC | 18GASSW5#SP | Electric & Electronics Supplies | Electrical wire | Electrical wire | Insulated or covered wire | EA | 3 | 3 |  |  |  |  | NHR_NO_URL | R3-P4: No vendor catalog hit; PN may not exist in any covered vendor's catalog. Needs human research. (prior: Hamilton Insulation Sales (distributor); no public catalog scraper. Vendor PN: 1) | 2026-04-30
1064195 | CROUSE HINDS,EYS11,EXP SEALOFF,1/2"" | FITTING, CONDUIT SEALING, 1/2 INCH HUB, FNPT X FNPT, 1-1/4 INCH W X 1-1/4 INCH D X 3.69 INCH H, HORIZONTAL OR VERTICAL POSITION, | FASTENAL COMPANY | 923689760 | Electric & Electronics Supplies | Electrical boxes and enclosures and fittings and accessories | Electrical boxes and enclosures and fittings and accessories | Electrical fittings | EA | 18 | 2 | Crouse-Hinds (Eaton) | EYS11 | CROUSE HINDS,EYS11,EXP SEALOFF,1/2"" | (source: Short Text / Long Text columns) | DESCRIPTION_MINED | rule=R3; matched span: "CROUSE HINDS,EYS11,EXP SEALOFF,1/2"" FITT" | 2026-04-29
1064197 | CROUSE HINDS UNY105 UNION 1/2"" EXP FIT | UNION, CONDUIT, 1/2 INCH MNPT, 1-1/2 INCH OD X 2-3/8 INCH L, EXPLOSION | FASTENAL COMPANY | 924315949 | Electric & Electronics Supplies | Electrical boxes and enclosures and fittings and accessories | Electrical boxes and enclosures and fittings and accessories | Electrical fittings | EA | 28 | 3 | Crouse-Hinds (Eaton) | UNY105 | CROUSE HINDS UNY105 UNION 1/2"" EXP FIT | (source: Short Text / Long Text columns) | DESCRIPTION_MINED | rule=R5; matched span: "CROUSE HINDS UNY105 UNION 1/2"" EXP FIT" | 2026-04-29
1064198 | CROUSE HINDS GUAB26 3/4"" EXP FITTING | BOX, CONDUIT, OUTLET, 3/4 INCH HUB, STYLE B, TYPE CB DUST IGNITIONPROOF, EXPLOSIONPROOF, RAINTIGHT, GUA SERIES, 3 INCH COVER | FASTENAL COMPANY | 924313153 | Electric & Electronics Supplies | Electrical boxes and enclosures and fittings and accessories | Electrical boxes and enclosures and fittings and accessories | Electrical fittings | EA | 3 | 1 | Crouse-Hinds (Eaton) | GUAB26 | CROUSE HINDS GUAB26 3/4"" EXP FITTING | (source: Short Text / Long Text columns) | DESCRIPTION_MINED | rule=R5; matched span: "CROUSE HINDS GUAB26 3/4"" EXP FITTING BO" | 2026-04-29
1064220 | GE 200W A21 120V INCANDESCANT SOFT WHITE | LAMP, INCANDESCENT, STANDARD, 200 WATT, 120 VOLT, A21 BULB, E26 MEDIUM SCREW BASE, 3405 LUMEN, 17.025 LUMEN PER WATT, 2800 K COLOR | GRAINGER INCORPORATED | 6V137 | Electric & Electronics Supplies | Lamps | Lamps | Incandescent lamps | EA | 33 | 5 | GE | A21 | GE 200W A21 120V INCANDESCANT SOFT WHITE | (source: Short Text / Long Text columns) | DESCRIPTION_MINED | rule=R5; matched span: "GE 200W A21 120V INCANDESCANT SO" | 2026-04-29
1064877 | TUB,RIGID COUPLING,3/4"GALVCOUP | COUPLING, TUBE, RIGID, 3/4 INCH, GALVANIZED, F/CONDUIT | GRAINGER INCORPORATED | 41RH54 | Electric & Electronics Supplies | Pipe fittings | Pipe fittings | Pipe couplings | EA | 17 | 1 | ALLIED TUBE & CONDUIT | 139792 | Steel, 3/4 in Trade Size, Coupling | https://www.grainger.com/product/41RH54 | OK | From grainger bookmarklet (csv-raw/csv-raw). Title: | 2026-04-30
1064877 | TUBE,RIGID CONDUIT COUPLING,3/4"GALVCOUP | COUPLING, TUBE, RIGID, 3/4 INCH, GALVANIZED, F/CONDUIT | GRAYBAR ELECTRIC COMPANY | 88273306 | Electric & Electronics Supplies | Pipe fittings | Pipe fittings | Pipe couplings | EA | 43 | 3 |  | 3/4-GALV-COUP | Conduit Coupling, Rigid Galvanized, Steel, 3/4 in. | https://www.graybar.com/p/88273306 | NHR_HOUSE_BRAND | R5: Graybar /p/88273306 direct-fetch confirmed Graybar Vendor (house brand). PN '3/4-GALV-COUP' kept. | 2026-04-30
1064888 | TNB,TY523M,TIE WRAP,WHITE ,SMALL,3-1/2" | TIE, CABLE, STANDARD, TY-RAP®, 3.62 INCH L X 0.09 INCH W X 0.03 INCH T, 0.08 - 0.63 INCH DIA BUNDLE, 18 LB TENSILE, NON RELEASABLE, | FASTENAL COMPANY | 719773 | Electric & Electronics Supplies | Electrical hardware and supplies | Electrical hardware and supplies | Cable ties | EA | 600 | 3 | Thomas & Betts (ABB) | TY523M | TNB,TY523M,TIE WRAP,WHITE ,SMALL,3-1/2" | (source: Short Text / Long Text columns) | OK | R4 web-research [conf:high] TY523M Ty-Rap, natural, 3.62" 18lb src:https://www.galco.com/ty523m-thomas-betts.html | 2026-04-30
1064889 | CROUSE HINDS,COVER,WLRD1, 1-DUPLEX RECP | COVER, OUTLET BOX, WET LOCATION, 1-3/8 INCH DIA OPENING, DUPLEX, 1 OUTLET, RECTANGULAR, BACK & SIDE WIRED, SPRING MOUNT, COPPER | FASTENAL COMPANY | 924137133 | Electric & Electronics Supplies | Electrical boxes and enclosures and fittings and accessories | Electrical boxes and enclosures and fittings and accessories | Electrical fittings | EA | 3 | 1 | Crouse-Hinds (Eaton) | WLRD1 | CROUSE HINDS,COVER,WLRD1, 1-DUPLEX RECP | (source: Short Text / Long Text columns) | DESCRIPTION_MINED | rule=R5; matched span: "CROUSE HINDS,COVER,WLRD1, 1-DUPLEX RECP C" | 2026-04-29
1064891 | COVER,STE54C1,BLANK,FLAT, 4"",HEXAGON | COVER, ELECTRICAL, BLANK, 4 INCH, FLAT, HEXAGON, 4, STE54C | GRAYBAR ELECTRIC COMPANY | 88254823 | Electric & Electronics Supplies | Electrical lugs plugs and connectors | Electrical lugs plugs and connectors | Electrical receptacles | EA | 7 | 1 | Steel City (ABB) | 54-C-1 | Search Results List Page ¦ Graybar | https://www.graybar.com/search?text=88254823 | OK | R4 web-research [conf:high] Steel City 54-C-1 4in flat blank cover (octagon) src:https://www.graybar.com/4-in-round-and-octagon-box-cover-steel-flat-blank/p/88254823 | 2026-04-30
1064892 | COVER,PLAS,IVORY,HBL92101 ,HBL-P8,DUPLEX | PLATE, WALL, 1 GANG, IVORY, DUPLEX RECEPTACLE, STANDARD, PLASTIC | FASTENAL COMPANY | 15870-00422 | Electric & Electronics Supplies | Electrical boxes and enclosures | Electrical boxes and enclosures | Duplex outlet cover plates | EA | 6 | 1 |  |  | COVER,PLAS,IVORY,HBL92101 ,HBL-P8,DUPLEX ¦ Fastenal | https://www.fastenal.com/product/details/15870-00422 | NHR_HOUSE_BRAND | R3-P4: Fastenal product page has descriptive name but Manufacturer = 'Fastenal Approved Vendor'. No public MFG attribution. (prior: Vendor page captured; auto-extract found no MFG/PN. Title: 'COVER,PLAS,IVORY,HBL) | 2026-04-30
1064894 | CROUSE HINDS EL196,M-F, PHONE ELL, 1/2"" | ELBOW, CONDUIT, 90 DEG, 1/2 INCH, MNPT X FNPT, SHORT, EL SERIES, HORIZONTAL OR VERTICAL MOUNTING, EXPLOSIONPROOF, DUST | FASTENAL COMPANY | 924313169 | Electric & Electronics Supplies | Electrical boxes and enclosures and fittings and accessories | Electrical boxes and enclosures and fittings and accessories | Electrical fittings | EA | 6 | 2 | Crouse-Hinds (Eaton) | EL196 | CROUSE HINDS EL196,M-F, PHONE ELL, 1/2"" | (source: Short Text / Long Text columns) | DESCRIPTION_MINED | rule=R5; matched span: "CROUSE HINDS EL196,M-F, PHONE ELL, 1/2""" | 2026-04-29
1064898 | CONDUIT CLAMPBACK 1/2"" CB1 O.Z.GEDNEY # | BACK, CLAMP, 1 HOLE, 1/2 INCH, 1-7/16 INCH L X 1-1/16 INCH W X 1/4 INCH T, 3/8 INCH HOLE, MALLEABLE IRON, HOT DIPPED GALVANIZED, | GRAYBAR ELECTRIC COMPANY | 88068972 | Electric & Electronics Supplies | Wire Raceways Conduit and Busways | Wire Raceways Conduit and Busways | Electrical conduit | EA | 25 | 1 | Arlington Industries | CB1 | Search Results List Page ¦ Graybar | https://www.graybar.com/search?text=88068972 | OK | R4 web-research [conf:medium] Graybar CB1 1/2 clampback - but vendor PN 88068972 may map to OZ Gedney src:https://www.graybar.com/1-2-in-rigid-imc-clamp-back-conduit-spacer-malleable-iron-hot-dip-galvanized/p/91028875 | 2026-04-30
1064904 | KINDORF,C105-2"",HW,PIPE, CLAMP | STRAP, PIPE, 2 PIECE, 2 INCH PIPE, 2-3/8 INCH OD X 12 GAUGE T, 800 LB, CHANNEL MOUNT, CARBON STEEL, GALV KROM, CSA CERTIFIED, | GRAYBAR ELECTRIC COMPANY | 88035282 | Pipes, Valves and Fittings (PVF) | Vending machines | Vending machines | Vending machines | EA | 13 | 1 | Kindorf (Atkore) | C105-2 | KINDORF,C105-2"",HW,PIPE, CLAMP | (source: Short Text / Long Text columns) | DESCRIPTION_MINED | rule=R3; matched span: "KINDORF,C105-2"",HW,PIPE, CLAMP STRA" | 2026-04-29
1064907 | CROUSE HINDS,GUAC26, 3/4"",EXP,FITTING | BOX, CONDUIT, OUTLET, 3/4 INCH HUB, STYLE C, TYPE E, 2 GANG, DUST IGNITIONPROOF, EXPLOSIONPROOF, RAINTIGHT, GUA SERIES, 3 INCH | FASTENAL COMPANY | 924315920 | Electric & Electronics Supplies | Electrical boxes and enclosures and fittings and accessories | Electrical boxes and enclosures and fittings and accessories | Electrical fittings | EA | 3 | 1 | Crouse-Hinds (Eaton) | GUAC26 | CROUSE HINDS,GUAC26, 3/4"",EXP,FITTING | (source: Short Text / Long Text columns) | DESCRIPTION_MINED | rule=R3; matched span: "CROUSE HINDS,GUAC26, 3/4"",EXP,FITTING BO" | 2026-04-29
1064908 | CROUSE HINDS,GUAD26, 3/4"",EXP,FITTING | BOX, CONDUIT, OUTLET, 3/4 INCH HUB, STYLE D, TYPE E DUST IGNITIONPROOF, EXPLOSIONPROOF, RAINTIGHT, GUA SERIES, 3 INCH COVER OPENING | FASTENAL COMPANY | 924315218 | Electric & Electronics Supplies | Electrical conduit fittings and accessories | Electrical conduit fittings and accessories | Conduit unions | EA | 1 | 1 | Crouse-Hinds (Eaton) | GUAD26 | CROUSE HINDS,GUAD26, 3/4"",EXP,FITTING | (source: Short Text / Long Text columns) | DESCRIPTION_MINED | rule=R3; matched span: "CROUSE HINDS,GUAD26, 3/4"",EXP,FITTING BO" | 2026-04-29
1064914 | CROUSE HINDS,UNY405,UNION 1-1/4"",EXP | UNION, CONDUIT, 1-1/4 INCH, MNPT, 2-15/16 INCH OD X 3-23/32 INCH L, EXPLOSION PROOF, FERALOY IRON ALLOY, ELECTROGALVANIZED & | GRAYBAR ELECTRIC COMPANY | 88074939 | Electric & Electronics Supplies | Electrical conduit fittings and accessories | Electrical conduit fittings and accessories | Conduit unions | EA | 3 | 1 | Crouse-Hinds (Eaton) | UNY405 | CROUSE HINDS,UNY405,UNION 1-1/4"",EXP | (source: Short Text / Long Text columns) | DESCRIPTION_MINED | rule=R3; matched span: "CROUSE HINDS,UNY405,UNION 1-1/4"",EXP UNI" | 2026-04-29
1064917 | COVER STEEL CITY RS8 2-DUP RECP RAISED | COVER, OUTLET BOX, 2 GANG, RAISED, SQUARE, 4 INCH L X 4 INCH W X 1/2 | GRAYBAR ELECTRIC COMPANY | 88255106 | Electric & Electronics Supplies | Electrical lugs plugs and connectors | Electrical lugs plugs and connectors | Electrical receptacles | EA | 3 | 1 | Steel City (ABB/T&B) | RS-8 | Search Results List Page ¦ Graybar | https://www.graybar.com/search?text=88255106 | OK | R4 web-research [conf:high] Graybar 88255106 maps to Steel City RS 8; description matches src:https://www.graybar.com/steel-city-4-in-square-surface-cover-steel-1-2-in-raised-2-duplex-flush-receptacles/p/88255106 | 2026-04-30
1064960 | CROUSE HINDS,CPH7713,PLUG 1PH,EXP | PLUG, ELECTRICAL, CPH, 480/120 - 240 VOLT AC, 60 HZ, 2 WIRE, 3P, SPH, 1/2 HP AT 480 VOLT AC, 1-1/2 HP AT 120 - 240 VOLT AC, 7/30 | FASTENAL COMPANY | 924313621 | Electric & Electronics Supplies | Electrical boxes and enclosures and fittings and accessories | Electrical boxes and enclosures and fittings and accessories | Electrical fittings | EA | 2 | 1 | Crouse-Hinds (Eaton) | CPH7713 | CROUSE HINDS,CPH7713,PLUG 1PH,EXP | (source: Short Text / Long Text columns) | DESCRIPTION_MINED | rule=R3; matched span: "CROUSE HINDS,CPH7713,PLUG 1PH,EXP PLUG, E" | 2026-04-29
1064972 | U-BOLT 3"" ZINC W/PLATES WWG #5YU66 | U-Bolt, Type : Standard, For Pipe Size : 3", Inside Length : 5", Inside Width : 3-1/2", Thread Length : 1-1/2", Thread Size : ECQ 35,326 2 MATERIAL 1064972 U-BOLT 3" ZINC W/PLATES WWG #5YU66 ERSA BEST EN 1/2"-13, Characteristics : Has Coarse Rolled Threads, For Steel Or Wrought Iron Pipe Sizes, Material : Low Carbon Steel, Finish : ECQ 35,327 3 MATERIAL 1064972 U-BOLT 3" ZINC W/PLATES WWG #5YU66 ERSA BEST EN Zinc | FASTENAL COMPANY |  | Electric & Electronics Supplies | Bolts | Bolts | U-bolts | EA | 9 | 1 |  |  |  |  | NHR_NO_URL | R3-P4: No vendor catalog hit; PN may not exist in any covered vendor's catalog. Needs human research. (prior: Run fastenal_bookmarklet.html on the vendor site to extract MFG/PN. Vendor PN: () | 2026-04-30
1065321 | CROUSE HINDS,TB17,1/2"" CONDULET,FITTING | BODY, CONDUIT, OUTLET, 1/2 INCH HUB, 1.56 H X 5.63 INCH W X 2.63 INCH D, 6.2 CUBIC INCH, THREADED, FERALOY IRON ALLOY, ALUMINUM, UL | FASTENAL COMPANY | 924314230 | Electric & Electronics Supplies | Electrical boxes and enclosures and fittings and accessories | Electrical boxes and enclosures and fittings and accessories | Electrical fittings | EA | 6 | 1 | Crouse-Hinds (Eaton) | TB17 | CROUSE HINDS,TB17,1/2"" CONDULET,FITTING | (source: Short Text / Long Text columns) | DESCRIPTION_MINED | rule=R3; matched span: "CROUSE HINDS,TB17,1/2"" CONDULET,FITTING" | 2026-04-29
1065430 | BALLAST KIT 150/175W METAL HALIDE PHILIP | KIT, COMPONENT, HID BALLAST, 120/208/240/277 VOLT, 1.8 AMP AT 120 VOLT, 1.1 AMP AT 208 VOLT, 0.9 AMP AT 240 VOLT, 0.8 AMP AT 277 | FASTENAL COMPANY | 750472 | Electric & Electronics Supplies | Electrical ballasts | Electrical ballasts | Metal halide lamp ballasts | EA | 2 | 2 | Philips Advance | 71A5570001D | Fastenal Industrial Supplies, OEM Fasteners, Safety Products & More | https://www.fastenal.com/product/details/750472 | OK | R5 deep-search [conf:high] 175W M57 QUAD Metal Halide Ballast Kit 120-277V; matches Philips Advance 71A5570-001D core & coil kit (also drives 150W M107) src:https://www.fastenal.com/product/details/0750472 | 2026-04-30
1065512 | TNB #54765 COMPRESSION C-TAP COPPER CONN | Connector, C-Tap, Ean Ucc-13 : 5414363144168, Voltage Rating : 600, Conductor Size : 2/0 Awg - 300 Kcmil, Height : 3.2000, Length : | RS AMERICAS INC | 71128655 | Electric & Electronics Supplies | Electrical conduit fittings and accessories | Electrical conduit fittings and accessories | Compression connectors | EA | 7 | 1 | Thomas & Betts (ABB) | 54765 | TNB #54765 COMPRESSION C-TAP COPPER CONN | (source: Short Text / Long Text columns) | DESCRIPTION_MINED | rule=R1; matched span: "TNB #54765 COMPRESSION C-TAP COPP" | 2026-04-29
1065643 | CROUSE HINDS #ECLK118 1/2""X18"" LONG EX | COUPLING, FLEX, CONDUIT, 1/2 INCH, 18 INCH L FLEXIBLE, 1-1/2 INCH OD, 10 INCH RADIUS OF BEND, MALE THREADED X UNF FEMALE UNION, | FASTENAL COMPANY | 924314904 | Electric & Electronics Supplies | Wire Raceways Conduit and Busways | Wire Raceways Conduit and Busways | Electrical conduit | EA | 2 | 2 | Crouse-Hinds (Eaton) | ECLK118 | CROUSE HINDS #ECLK118 1/2""X18"" LONG EX | (source: Short Text / Long Text columns) | DESCRIPTION_MINED | rule=R1; matched span: "CROUSE HINDS #ECLK118 1/2""X18"" LONG EX" | 2026-04-29
1065643 | CROUSE HINDS #ECLK118 1/2""X18"" LONG EX | COUPLING, FLEX, CONDUIT, 1/2 INCH, 18 INCH L FLEXIBLE, 1-1/2 INCH OD, 10 INCH RADIUS OF BEND, MALE THREADED X UNF FEMALE UNION, | GRAYBAR ELECTRIC COMPANY | 88070154 | Electric & Electronics Supplies | Wire Raceways Conduit and Busways | Wire Raceways Conduit and Busways | Electrical conduit | EA | 2 | 1 | Crouse-Hinds (Eaton) | ECLK118 | CROUSE HINDS #ECLK118 1/2""X18"" LONG EX | (source: Short Text / Long Text columns) | DESCRIPTION_MINED | rule=R1; matched span: "CROUSE HINDS #ECLK118 1/2""X18"" LONG EX" | 2026-04-29
1065644 | CROUSE HINDS LB27 3/4"" CONDULET FITTING | BODY, CONDUIT, 3/4 INCH HUB, FNPT, STYLE LB, FORM 7, 2 HUBS, 5-3/16 INCH L X 1-9/16 INCH W X 2-1/2 INCH H, FERALOY IRON ALLOY, | WESCO DISTRIBUTION, INC | LB27 | Electric & Electronics Supplies | Electrical boxes and enclosures and fittings and accessories | Electrical boxes and enclosures and fittings and accessories | Electrical fittings | EA | 1 | 1 | Crouse-Hinds (Eaton) | LB27 | CROUSE HINDS LB27 3/4"" CONDULET FITTING | (source: Short Text / Long Text columns) | OK | R4 web-research [conf:high] vpn LB27 itself is the Crouse-Hinds MFG PN src:https://www.eaton.com/us/en-us/skuPage.LB27.html | 2026-04-30
1065660 | CROUSE HINDS GASKET 572 3/4"CONDULET FTG | GASKET, CONDUIT, 3/4 INCH, 0.1 INCH H X 4.2 INCH W X 1-1/2 INCH D, SOLID, UL, CSA, NEOPRENE, BLACK, F/USE W/FORM 7 CONDUIT BODIES, | MOTION INDUSTRIES INC | 4154962 | Electric & Electronics Supplies | Electrical boxes and enclosures | Electrical boxes and enclosures | Conduit body gaskets | EA | 37 | 1 | Crouse-Hinds (Eaton) | GASK572 | CROUSE HINDS GASKET 572 3/4"CONDULET FTG | (source: Short Text / Long Text columns) | OK | R4 web-research [conf:high] Crouse-Hinds GASK572 Form 7 neoprene gasket 3/4 src:https://www.eaton.com/us/en-us/skuPage.GASK572.html | 2026-04-30
1065731 | CROUSE HINDS,GUAL16, 1/2"",EXP,FITTING | BOX, CONDUIT, OUTLET, 1/2 INCH HUB, STYLE L, DUST IGNITIONPROOF, EXPLOSIONPROOF, RAINTIGHT, GUA SERIES, 3 INCH COVER OPENING DIA, 2 | FASTENAL COMPANY | 924314053 | Electric & Electronics Supplies | Electrical boxes and enclosures and fittings and accessories | Electrical boxes and enclosures and fittings and accessories | Electrical boxes | EA | 6 | 2 | Crouse-Hinds (Eaton) | GUAL16 | CROUSE HINDS,GUAL16, 1/2"",EXP,FITTING | (source: Short Text / Long Text columns) | DESCRIPTION_MINED | rule=R3; matched span: "CROUSE HINDS,GUAL16, 1/2"",EXP,FITTING BO" | 2026-04-29
1065732 | CROUSE HINDS,GUAM16, 1/2"",EXP,FITTING | BOX, CONDUIT, OUTLET, 1/2 INCH HUB, STYLE M, TYPE LA DUST IGNITIONPROOF, EXPLOSIONPROOF, RAINTIGHT, GUA SERIES, 3 INCH COVER | FASTENAL COMPANY | 924142148 | Electric & Electronics Supplies | Electrical boxes and enclosures | Electrical boxes and enclosures | Conduit outlet fittings | EA | 1 | 1 | Crouse-Hinds (Eaton) | GUAM16 | CROUSE HINDS,GUAM16, 1/2"",EXP,FITTING | (source: Short Text / Long Text columns) | DESCRIPTION_MINED | rule=R3; matched span: "CROUSE HINDS,GUAM16, 1/2"",EXP,FITTING BO" | 2026-04-29
1065734 | TUB,EMT,COMP,COUP,1/2"" | COUPLING, EMT SQUEEZE OR COMPRESSION, 1/2 INCH, 1-3/4 INCH OAL, ZINC, F/EMT CONDUIT TO FLEXIBLE CONDUIT | GRAYBAR ELECTRIC COMPANY | 88073726 | Electric & Electronics Supplies | Electrical conduit fittings and accessories | Electrical conduit fittings and accessories | Conduit couplings | EA | 3 | 1 | Crouse Hinds (Eaton) | 660S | Compression Coupling, Zinc Plated Steel, EMT Conduit, 1/2 in. | https://www.graybar.com/p/88073726 | OK | R5: Graybar /p/88073726 direct-fetch -> Crouse Hinds (Eaton) / 660S | 2026-04-30
1065735 | JAKE,3/4"" | ELBOW, CONDUIT, PULL CORNER, ANGLED, 3/4 INCH, THREADED, NON INSULATED, DIE CAST ZINC, UL FILE NO E 23018, ROHS COMPLIANT, | GRAYBAR ELECTRIC COMPANY | 88032221 | Pipes, Valves and Fittings (PVF) | 0 | Pipe fittings | Pipe couplings | EA | 11 | 1 | NSI-Bridgeport Fittings | 82-DC | Pulling Elbow, Rigid/IMC, Ball Burnished, Zinc Die Cast, 3/4 in. | https://www.graybar.com/p/88032221 | OK | R5: Graybar /p/88032221 direct-fetch -> NSI-Bridgeport Fittings / 82-DC | 2026-04-30
1065736 | TUBE RIGID ELBOW 3/4"GALVANIZED 90 DEG | ELBOW, CONDUIT, RIGID METAL, 3/4 INCH, 90 DEG, 0.836 INCH ID X 1.050 INCH OD X 1-1/2 INCH L, 0.107 INCH T WALL, STANDARD RADIUS, | GRAYBAR ELECTRIC COMPANY | 88273307 | Pipes, Valves and Fittings (PVF) | Tube fittings | Tube fittings | Carbon steel tube union | EA | 7 | 1 | Graybar Vendor (commodity) | 3/4-90D-GALV-ELL | Search Results List Page ¦ Graybar | https://www.graybar.com/search?text=88273307 | OK | R4 web-research [conf:medium] Graybar Vendor branded; commodity rigid elbow src:https://www.graybar.com/hot-dip-galvanized-steel-90-degree-rigid-conduit-elbow-3-4-in-/p/88273307 | 2026-04-30
1065738 | CROUSE HINDS,GUAC36, 1"",EXP,FITTING | BOX, CONDUIT, OUTLET, 1 INCH HUB, STYLE C, TYPE E DUST IGNITIONPROOF, EXPLOSIONPROOF, RAINTIGHT, GUA SERIES, 3 INCH COVER OPENING | FASTENAL COMPANY | 924314662 | Electric & Electronics Supplies | Electrical conduit fittings and accessories | Electrical conduit fittings and accessories | Conduit unions | EA | 4 | 2 | Crouse-Hinds (Eaton) | GUAC36 | CROUSE HINDS,GUAC36, 1"",EXP,FITTING | (source: Short Text / Long Text columns) | DESCRIPTION_MINED | rule=R3; matched span: "CROUSE HINDS,GUAC36, 1"",EXP,FITTING BOX," | 2026-04-29
1065757 | SEALTITE 45 DEGREE ANGLE CONNECTOR 1/2"" | CONNECTOR, CONDUIT, LIQUIDTIGHT FMC, 1/2 INCH NPT, 1-1/4 INCH DIA X 2-1/2 INCH L, 45 DEG, NON INSULATED THROAT, MALLEABLE IRON, CSA | GRAYBAR ELECTRIC COMPANY | 88073427 | Electric & Electronics Supplies | Electrical lugs plugs and connectors | Electrical lugs plugs and connectors | Electrical connector assembly | BOX | 0.56 | 1 | Crouse-Hinds (Eaton) | LT5045 | Search Results List Page ¦ Graybar | https://www.graybar.com/search?text=88073427 | OK | R4 web-research [conf:high] Graybar 88073427 = Crouse-Hinds LT5045 45-deg 1/2in src:https://www.graybar.com/liquidator8482-liquid-tight-connector-malleable-iron-45176-flexible-metal-conduit-1-2-in-/p/8807 | 2026-04-30
1065759 | CROUSE HINDS,GUAL26, 3/4"",EXP,FITTING | BOX, CONDUIT, OUTLET, 3/4 INCH HUB, STYLE L, DUST IGNITIONPROOF, EXPLOSIONPROOF, RAINTIGHT, GUA SERIES, 3 INCH COVER OPENING DIA, 2 | FASTENAL COMPANY | 924314219 | Electric & Electronics Supplies | Electrical conduit fittings and accessories | Electrical conduit fittings and accessories | Conduit unions | EA | 4 | 1 | Crouse-Hinds (Eaton) | GUAL26 | CROUSE HINDS,GUAL26, 3/4"",EXP,FITTING | (source: Short Text / Long Text columns) | DESCRIPTION_MINED | rule=R3; matched span: "CROUSE HINDS,GUAL26, 3/4"",EXP,FITTING BO" | 2026-04-29
1065760 | CROUSE HINDS,EYS21,EXP, SEALOFF,3/4"" | FITTING, CONDUIT SEALING, 3/4 INCH HUB, FNPT X FNPT, 1.95 INCH W X 1.45 INCH D X 3.65 INCH H, HORIZONTAL OR VERTICAL POSITION, | FASTENAL COMPANY | 924314000 | Electric & Electronics Supplies | Electrical conduit fittings and accessories | Electrical conduit fittings and accessories | Seal fittings | EA | 7 | 1 | Crouse-Hinds (Eaton) | EYS21 | CROUSE HINDS,EYS21,EXP, SEALOFF,3/4"" | (source: Short Text / Long Text columns) | DESCRIPTION_MINED | rule=R3; matched span: "CROUSE HINDS,EYS21,EXP, SEALOFF,3/4"" FIT" | 2026-04-29
1065809 | C/HINDS#DS185 SGL GNG C/AL R/TIGHT COVER | COVER, ELECTRICAL, RAINTIGHT, RAISED, DS SERIES, BOX MOUNT, 1 GANG, 4.4 INCH W X 2.9 INCH D X 1.7 INCH H, DIE CAST ALUMINUM, F/ON | FASTENAL COMPANY | 924315897 | Electric & Electronics Supplies | Distribution and control centers and accessories | Distribution and control centers and accessories | Switchgear systems | EA | 2 | 1 | EATON | DS185 CRH | CRS-H DS185 SW CVR ¦ Fastenal | https://www.fastenal.com/product/details/924315897 | OK | Auto-extracted via Playwright (mfg=dom). Title: 'CRS-H DS185 SW CVR ¦ Fastenal' | 2026-04-29
1065812 | SEALTITE,CONN,STRAIGHT, LIQUIDTITE,1"" | CONNECTOR, CONDUIT, 1 INCH TRADE, STRAIGHT, 1 INCH - 11-1/2 TPI NPT, 1-45/64 INCH X 19/32 INCH, LIQUIDTIGHT, INSULATED, HEAVY DUTY | GRAYBAR ELECTRIC COMPANY | 88073391 | Electric & Electronics Supplies | Electrical lugs plugs and connectors | Electrical lugs plugs and connectors | Electrical connector assembly | EA | 4 | 1 | Crouse Hinds (Eaton) | LT100 | Liquidator&amp;#8482; Liquid Tight Connector, Malleable Iron, Straight, Flexible Metal Conduit, 1 in. | https://www.graybar.com/p/88073391 | OK | R5: Graybar /p/88073391 direct-fetch -> Crouse Hinds (Eaton) / LT100 | 2026-04-30
1065814 | CROUSE HINDS PLG1M 1/2"" PLUG RECESSED | PLUG, CONDUIT, 1/2 INCH, RECESSED HEAD, CAST IRON, F/RIGID OR INTERMEDIATE GRADE CONDUIT, 50 PER PACK | GRAYBAR ELECTRIC COMPANY | 6861233 | Electric & Electronics Supplies | Electrical boxes and enclosures and fittings and accessories | Electrical boxes and enclosures and fittings and accessories | Electrical fittings | EA | 27 | 1 | Crouse-Hinds (Eaton) | PLG1M | CROUSE HINDS PLG1M 1/2"" PLUG RECESSED | (source: Short Text / Long Text columns) | DESCRIPTION_MINED | rule=R5; matched span: "CROUSE HINDS PLG1M 1/2"" PLUG RECESSED PL" | 2026-04-29
1065841 | ROTANIUM #P39550 BUTT SPLICE #18-14 AWG | CONNECTOR, BUTT SPLICE, 22 - 18 AWG & 16 - 14 AWG, 90 DEG F, 0.064 INCH & 0.092 INCH ID BARREL, 1.475 INCH OAL, BRAZED SEAM, | FASTENAL COMPANY | 60071 | Electric & Electronics Supplies | Electrical conduit fittings and accessories | Electrical conduit fittings and accessories | Butt splice connectors | EA | 300 | 3 | Rotanium (Lawson) | P39550 | ROTANIUM #P39550 BUTT SPLICE #18-14 AWG | (source: Short Text / Long Text columns) | DESCRIPTION_MINED | rule=R1; matched span: "ROTANIUM #P39550 BUTT SPLICE #18-14 AW" | 2026-04-29
1065841 | ROTANIUM #P39550 BUTT SPLICE #18-14 AWG | CONNECTOR, BUTT SPLICE, 22 - 18 AWG & 16 - 14 AWG, 90 DEG F, 0.064 INCH & 0.092 INCH ID BARREL, 1.475 INCH OAL, BRAZED SEAM, | MOTION INDUSTRIES INC | 7941895 | Electric & Electronics Supplies | Electrical conduit fittings and accessories | Electrical conduit fittings and accessories | Butt splice connectors | EA | 200 | 2 | Rotanium (Lawson) | P39550 | ROTANIUM #P39550 BUTT SPLICE #18-14 AWG | (source: Short Text / Long Text columns) | DESCRIPTION_MINED | rule=R1; matched span: "ROTANIUM #P39550 BUTT SPLICE #18-14 AW" | 2026-04-29
1065843 | TNB54165,LUG,ORANGE,#3/0 AWG 1/2"" HOLE" | CONNECTOR, ONE HOLE LUG COMPRESSION, COLOR-KEYED®, 3/0 AWG, 2.35 INCH L | RS AMERICAS INC | 70925984 | Electric & Electronics Supplies | Electrical conduit fittings and accessories | Electrical conduit fittings and accessories | Cable lugs | EA | 10 | 1 | Thomas & Betts (ABB) | 54165 |  |  | OK | R4 web-research [conf:high] description states TNB 54165 lug 3/0 1/2in hole src: | 2026-04-30
1065866 | CROUSE HINDS X27 CONDULET 3/4"" FITTING | BODY, CONDUIT, 3/4 INCH HUB, FNPT, STYLE X, FORM 7, 4 HUBS, 6-1/4 INCH L X 3-1/2 INCH W X 2 INCH H, FERALOY IRON ALLOY, ELECTRO | FASTENAL COMPANY | 15870-00494 | Electric & Electronics Supplies | Electrical boxes and enclosures | Electrical boxes and enclosures | Conduit outlet fittings | EA | 5 | 1 | Crouse-Hinds (Eaton) | X27 | CROUSE HINDS X27 CONDULET 3/4"" FITTING | (source: Short Text / Long Text columns) | DESCRIPTION_MINED | rule=R5; matched span: "CROUSE HINDS X27 CONDULET 3/4"" FITTING B" | 2026-04-29
1065879 | COVER,PLAS,BROWN,HBL,P24X ,BLANK,2-GANG | PLATE, WALL, BLANK, 2 GANG, STANDARD, STRAP MOUNT, NYLON, BROWN, UL LISTED, CSA CERTIFIED | FASTENAL COMPANY | 15870-00496 | Electric & Electronics Supplies | Electrical boxes and enclosures | Electrical boxes and enclosures | Blank cover plates | EA | 3 | 1 |  |  | COVER,PLAS,BROWN,HBL,P24X ,BLANK,2-GANG ¦ Fastenal | https://www.fastenal.com/product/details/15870-00496 | NHR_HOUSE_BRAND | R3-P4: Fastenal product page has descriptive name but Manufacturer = 'Fastenal Approved Vendor'. No public MFG attribution. (prior: Vendor page captured; auto-extract found no MFG/PN. Title: 'COVER,PLAS,BROWN,HBL) | 2026-04-30
1065888 | CROUSE HINDS,FS1,DEVICE BOX,1/2"",SHALLO | BOX, CONDUIT, 1/2 INCH HUB, 1 GANG, 2-3/4 INCH W X 1.88 INCH D X 5.16 INCH H, THREADED, FLUSH MOUNT, FERALOY IRON ALLOY, | FASTENAL COMPANY | 15870-00493 | Electric & Electronics Supplies | Electrical boxes and enclosures and fittings and accessories | Electrical boxes and enclosures and fittings and accessories | Electrical fittings | EA | 3 | 1 | Crouse-Hinds (Eaton) | FS1 | CROUSE HINDS,FS1,DEVICE BOX,1/2"",SHALLO | (source: Short Text / Long Text columns) | DESCRIPTION_MINED | rule=R3; matched span: "CROUSE HINDS,FS1,DEVICE BOX,1/2"",SHALLO" | 2026-04-29
1065892 | CROUSE HINDS LL27 3/4"" CONDULET FITTING | BODY, CONDUIT, 3/4 INCH HUB, FNPT, STYLE LL, FORM 7, 2 HUBS, 5-3/16 INCH | GRAYBAR ELECTRIC COMPANY | 6288 | Electric & Electronics Supplies | Electrical boxes and enclosures | Electrical boxes and enclosures | Conduit outlet fittings | EA | 7 | 1 | Crouse-Hinds (Eaton) | LL27 | CROUSE HINDS LL27 3/4"" CONDULET FITTING | (source: Short Text / Long Text columns) | DESCRIPTION_MINED | rule=R5; matched span: "CROUSE HINDS LL27 3/4"" CONDULET FITTING" | 2026-04-29
1065901 | CROUSE HINDS,COVER,DSD957 ,BLANK,EXP | COVER, ELECTRICAL, BLANK, 1 GANG, SURFACE OR FLUSH MOUNT, 5.1 INCH H X 3.55 INCH W X 1.45 INCH D, DS SERIES, ALUMINUM STEEL/IRON | GRAYBAR ELECTRIC COMPANY | 88069983 | Electric & Electronics Supplies | Electrical boxes and enclosures | Electrical boxes and enclosures | Blank explosion-proof cover plates | EA | 2 | 1 | Crouse-Hinds (Eaton) | DSD957 | CROUSE HINDS,COVER,DSD957 ,BLANK,EXP | (source: Short Text / Long Text columns) | DESCRIPTION_MINED | rule=R5; matched span: "CROUSE HINDS,COVER,DSD957 ,BLANK,EXP COVE" | 2026-04-29
1065903 | COVER,STE58C1,BLANK | COVER, OUTLET BOX, BLANK, 1 GANG, RECTANGULAR, 4 INCH L X 2-1/8 INCH W X | FASTENAL COMPANY | 717782 | Electric & Electronics Supplies | Electrical boxes and enclosures | Electrical boxes and enclosures | Blank cover plates | EA | 1 | 1 | Steel City (ABB) | STE58C1 | Fastenal Industrial Supplies, OEM Fasteners, Safety Products & More | https://www.fastenal.com/product/details/717782 | OK | R4 web-research [conf:medium] vpn includes "STE58C1" - Steel City 58C1 blank cover 1-gang rectangular src: | 2026-04-30
1065904 | COVER,STE52C1,BLANK,FLAT, 4""X4"",SQUARE | COVER, ELECTRICAL, FLAT, BLANK, 4 X 4 INCH, SQUARE, ZINC PLATED | FASTENAL COMPANY | 722518 | Electric & Electronics Supplies | Electrical boxes and enclosures | Electrical boxes and enclosures | Blank cover plates | EA | 7 | 1 | Appleton (Emerson) | 8365 | Fastenal Industrial Supplies, OEM Fasteners, Safety Products & More | https://www.fastenal.com/product/details/722518 | OK | R5 deep-search [conf:medium] STE52C1 = Steel City equivalent; Appleton 8365 is the screw-cover variant per FERaloy code per existing duplicate-row Appleton ID; verify src:https://www.platt.com/p/0078902/appleton/4-square-cover-flat-blank/687855776450/app8465 | 2026-04-30
1066029 | KINDORF,C105-3/4" RIGID, PIPE,CLAMP | STRAP, PIPE, 2 PIECE, 3/4 INCH PIPE, 1.05 INCH OD, 750 LB, CHANNEL MOUNT, 14 GAUGE, CARBON STEEL, GALV KROM, CSA CERTIFIED, F/IMC, | GRAYBAR ELECTRIC COMPANY | 88255555 | Pipes, Valves and Fittings (PVF) | Vending machines | Vending machines | Vending machines | EA | 50 | 1 | Kindorf (Atkore) | C105-3/4 | KINDORF,C105-3/4" RIGID, PIPE,CLAMP | (source: Short Text / Long Text columns) | DESCRIPTION_MINED | rule=R3; matched span: "KINDORF,C105-3/4" RIGID, PIPE,CLAMP" | 2026-04-29
1066036 | CONDUIT NIPPLE,GALV,1-1/4""X1-1/2"" | NIPPLE, PIPE, 1-1/4 INCH X 1-1/2 INCH, MNPT X MNPT, SCH 40, 0.364 INCH | GRAYBAR ELECTRIC COMPANY | 88273037 | Electric & Electronics Supplies | Electrical conduit fittings and accessories | Electrical conduit fittings and accessories | Conduit nipples | EA | 3 | 1 | Generic | 2-1/4-CL-NIP-RIGID | Search Results List Page ¦ Graybar | https://www.graybar.com/search?text=88273037 | OK | R4 web-research [conf:medium] Graybar 88273037 = 1-1/4 x Close galvanized rigid nipple - house-brand commodity src:https://www.graybar.com/conduit-nipple-rigid-imc-galvanized-steel-1-1-4-x-close/p/88273037 | 2026-04-30
1066041 | COVER,PLAS,BROWN,ROCKER, TYPE,DECORA,#80 | PLATE, WALL, 1 GANG, BROWN, 2-3/4 INCH L X 4-1/2 INCH W X 0.255 INCH T, DEVICE MOUNT, STANDARD TYPE, THERMOSET PLASTIC, UL OR CSA | FASTENAL COMPANY | 15870-00420 | Electric & Electronics Supplies | Electrical boxes and enclosures | Electrical boxes and enclosures | Rocker switch cover plates | EA | 5 | 1 |  |  | COVER,PLAS,BROWN,ROCKER, TYPE,DECORA,#80 ¦ Fastenal | https://www.fastenal.com/product/details/15870-00420 | NHR_HOUSE_BRAND | R3-P4: Fastenal product page has descriptive name but Manufacturer = 'Fastenal Approved Vendor'. No public MFG attribution. (prior: Vendor page captured; auto-extract found no MFG/PN. Title: 'COVER,PLAS,BROWN,ROC) | 2026-04-30
1066049 | CROUSE HINDS,CGB194, CORD FTG,1/2""NPT,S | CONNECTOR, CABLE, NON ARMOURED GLAND, 1/2 INCH MNPT, 3/8 - 1/2 INCH CABLE OPENING, 1.23 INCH DIA X 2.023 INCH OAL, FORM B, -25 TO | FASTENAL COMPANY | 924314768 | Electric & Electronics Supplies | Electrical conduit fittings and accessories | Electrical conduit fittings and accessories | Cable and cord grips | EA | 9 | 1 | Crouse-Hinds (Eaton) | CGB194 | CROUSE HINDS,CGB194, CORD FTG,1/2""NPT,S | (source: Short Text / Long Text columns) | DESCRIPTION_MINED | rule=R3; matched span: "CROUSE HINDS,CGB194, CORD FTG,1/2""NPT,S" | 2026-04-29
1066060 | TNB54106,LUG,GRAY,#4AWG, 1/4"" HOLE | LUG, WIRE, 35 KV, 4 AWG WIRE, 1/4 INCH BOLT, STANDARD BARREL, ONE HOLE, PEEP HOLE, COPPER, TIN PLATED, GRAY | FASTENAL COMPANY | 779216 | Electric & Electronics Supplies | Electrical conduit fittings and accessories | Electrical conduit fittings and accessories | Cable lugs | EA | 5 | 1 | Thomas & Betts (ABB) | 54106 | Fastenal Industrial Supplies, OEM Fasteners, Safety Products & More | https://www.fastenal.com/product/details/779216 | OK | R4 web-research [conf:high] T&B 54106 4AWG 1-hole gray copper lug src:https://www.fastenal.com/product/details/0779216 | 2026-04-30
1066060 | TNB54106,LUG,GRAY,#4AWG, 1/4"" HOLE | LUG, WIRE, 35 KV, 4 AWG WIRE, 1/4 INCH BOLT, STANDARD BARREL, ONE HOLE, PEEP HOLE, COPPER, TIN PLATED, GRAY | GRAYBAR ELECTRIC COMPANY | 88264763 | Electric & Electronics Supplies | Electrical conduit fittings and accessories | Electrical conduit fittings and accessories | Cable lugs | EA | 12 | 1 | Thomas & Betts (ABB) | 54106 | Search Results List Page ¦ Graybar | https://www.graybar.com/search?text=88264763 | OK | R4 web-research [conf:high] T&B 54106 4 AWG gray 1-hole lug src:https://www.graybar.com/p/88264763 | 2026-04-30
1066078 | TNB54150,LUG,GREEN,#1 AWG 1/2"" HOLE"" | CONNECTOR, ONE HOLE LUG, 1 AWG, 600 - 35000 VOLT AC, 1/2 INCH STUD, 1.912 INCH OAL X 0.76 INCH W X 0.11 INCH T, 0.47 INCH BARREL | RS AMERICAS INC | 70228181 | Electric & Electronics Supplies | Electrical conduit fittings and accessories | Electrical conduit fittings and accessories | Cable lugs | EA | 11 | 1 | Thomas & Betts (ABB) | 54150 |  |  | OK | R4 web-research [conf:high] T&B Color-Keyed 54150 copper 1-hole compression lug 1AWG 1/2in stud green die src:https://www.alliedelec.com/product/thomas-betts/54150/70228181/ | 2026-04-30
1066080 | TNB54111,LUG,ORANGE,#3/0 AWG 3/8"" HOLE" | CONNECTOR, ONE HOLE LUG, 3/0 AWG, 600 - 35000 VOLT AC, 3/8 INCH STUD, 1.915 INCH OAL X 0.92 INCH W X 0.13 INCH T, 0.63 INCH BARREL | RS AMERICAS INC | 70092253 | Electric & Electronics Supplies | Electrical conduit fittings and accessories | Electrical conduit fittings and accessories | Cable lugs | EA | 19 | 1 | Thomas & Betts (ABB) | 54111 |  |  | OK | R4 web-research [conf:high] T&B 54111 3/0 AWG 1-hole orange copper lug src:https://us.rs-online.com/product/color-keyed-by-abb/54111/70092253/ | 2026-04-30
1066108 | CROUSE HINDS,GUAT26, 3/4"",EXP,FITTING | BOX, CONDUIT, OUTLET, 3/4 INCH HUB, STYLE T, DUST IGNITIONPROOF, EXPLOSIONPROOF, RAINTIGHT, GUA SERIES, 3 INCH COVER OPENING DIA, 3 | FASTENAL COMPANY | 924312933 | Electric & Electronics Supplies | Electrical boxes and enclosures and fittings and accessories | Electrical boxes and enclosures and fittings and accessories | Electrical fittings | EA | 7 | 2 | Crouse-Hinds (Eaton) | GUAT26 | CROUSE HINDS,GUAT26, 3/4"",EXP,FITTING | (source: Short Text / Long Text columns) | DESCRIPTION_MINED | rule=R3; matched span: "CROUSE HINDS,GUAT26, 3/4"",EXP,FITTING BO" | 2026-04-29
1066109 | CROUSE HINDS UNY205 UNION 3/4"" EXPLOSIO | UNION, CONDUIT, 3/4 INCH, MNPT, 1-13/16 INCH OD X 2-7/16 INCH L, EXPLOSION PROOF, CARBON STEEL, ELECTROGALVANIZED WITH CHROMATE | FASTENAL COMPANY | 924314706 | Electric & Electronics Supplies | Electrical boxes and enclosures and fittings and accessories | Electrical boxes and enclosures and fittings and accessories | Electrical fittings | EA | 27 | 4 | Crouse-Hinds (Eaton) | UNY205 | CROUSE HINDS UNY205 UNION 3/4"" EXPLOSIO | (source: Short Text / Long Text columns) | DESCRIPTION_MINED | rule=R5; matched span: "CROUSE HINDS UNY205 UNION 3/4"" EXPLOSIO" | 2026-04-29
1066110 | MYERS,HUB,3/4"" | HUB, CONDUIT, 3/4 INCH, THREADED, NICKLE CHROME PLATED, ZINC, NEMA 2/3/3R/4/4X/12, UL FILE NO. E-27258, CSA C22.2, F/RIGID OR IMC | GRAYBAR ELECTRIC COMPANY | 88185176 | Electric & Electronics Supplies | Electrical boxes and enclosures | Electrical boxes and enclosures | Myers hubs | EA | 6 | 1 | Myers (Eaton) | ST-2 | MYERS,HUB,3/4"" | (source: Short Text / Long Text columns) | OK | R4 web-research [conf:high] 3/4 Myers Scru-Tite hub zinc nickel-chrome plated; Graybar ST 2 CP is plated variant of ST-2 src:https://www.graybar.com/eaton-crouse-hinds-series-myers-scru-tite-basic-hub-zinc-nickel-chrome-plated-3-4/p/88185177 | 2026-04-30
1066111 | CROUSE HINDS,UNYL27,3/4"" EXP,EXPANSION | UNION, CONDUIT, EXPANSION, LONG, 3/4 INCH, 1-7/16 INCH DIA X 2-7/16 INCH L, STRAIGHT, MALE X FEMALE, COMPACT DESIGN, | FASTENAL COMPANY | 15870-00492 | Electric & Electronics Supplies | Electrical boxes and enclosures and fittings and accessories | Electrical boxes and enclosures and fittings and accessories | Electrical fittings | EA | 5 | 1 | Crouse-Hinds (Eaton) | UNYL27 | CROUSE HINDS,UNYL27,3/4"" EXP,EXPANSION | (source: Short Text / Long Text columns) | DESCRIPTION_MINED | rule=R3; matched span: "CROUSE HINDS,UNYL27,3/4"" EXP,EXPANSION U" | 2026-04-29
1066116 | CROUSE HINDS,EYSR4,EXP SEALOFF,2-PIECE,1 | FITTING, RETROFIT SEALING, 1-1/4 INCH HUB, NPT, 5 INCH L X 3-3/8 INCH W X 3 INCH H, 7 CUBIC INCH VERTICAL, 13-1/2 CUBIC INCH | FASTENAL COMPANY | 924143143 | Electric & Electronics Supplies | Electrical conduit fittings and accessories | Electrical conduit fittings and accessories | Seal fittings | EA | 1 | 1 | Crouse-Hinds (Eaton) | EYSR4 | CROUSE HINDS,EYSR4,EXP SEALOFF,2-PIECE,1 | (source: Short Text / Long Text columns) | DESCRIPTION_MINED | rule=R3; matched span: "CROUSE HINDS,EYSR4,EXP SEALOFF,2-PIECE,1" | 2026-04-29
1066116 | CROUSE HINDS,EYSR4,EXP SEALOFF,2-PIECE,1 | FITTING, RETROFIT SEALING, 1-1/4 INCH HUB, NPT, 5 INCH L X 3-3/8 INCH W X 3 INCH H, 7 CUBIC INCH VERTICAL, 13-1/2 CUBIC INCH | GRAYBAR ELECTRIC COMPANY | 6395 | Electric & Electronics Supplies | Electrical conduit fittings and accessories | Electrical conduit fittings and accessories | Seal fittings | EA | 1 | 1 | Crouse-Hinds (Eaton) | EYSR4 | CROUSE HINDS,EYSR4,EXP SEALOFF,2-PIECE,1 | (source: Short Text / Long Text columns) | DESCRIPTION_MINED | rule=R3; matched span: "CROUSE HINDS,EYSR4,EXP SEALOFF,2-PIECE,1" | 2026-04-29
1066117 | TNB,TY527M,TIE WRAP,WHITE ,LARGE,14"",36 | TIE, CABLE, STANDARD, TY-RAP®, 13.4 INCH L X 0.27 INCH W X 0.06 INCH T, 0.236 - 3.54 INCH DIA BUNDLE, 120 LB TENSILE, -40 TO 85 DEG | FASTENAL COMPANY |  | Electric & Electronics Supplies | Electrical hardware and supplies | Electrical hardware and supplies | Cable ties | EA | 300 | 3 | Thomas & Betts (ABB) |  | TNB,TY527M,TIE WRAP,WHITE ,LARGE,14"",36 | (source: Short Text / Long Text columns) | MFG_FROM_DESCRIPTION | rule=R6; MFG inferred from description span: "ARD, TY-RAP®, 13.4 INCH L X 0.27 INCH W X". Vendor PN absent or unmineable. | 2026-04-29
1066117 | TNB,TY527M,TIE WRAP,WHITE ,LARGE,14"",36 | TIE, CABLE, STANDARD, TY-RAP®, 13.4 INCH L X 0.27 INCH W X 0.06 INCH T, 0.236 - 3.54 INCH DIA BUNDLE, 120 LB TENSILE, -40 TO 85 DEG | FASTENAL COMPANY |  | Electric & Electronics Supplies | Electrical hardware and supplies | Electrical hardware and supplies | Cable ties | PKG | 1 | 1 | Thomas & Betts (ABB) |  | TNB,TY527M,TIE WRAP,WHITE ,LARGE,14"",36 | (source: Short Text / Long Text columns) | MFG_FROM_DESCRIPTION | rule=R6; MFG inferred from description span: "ARD, TY-RAP®, 13.4 INCH L X 0.27 INCH W X". Vendor PN absent or unmineable. | 2026-04-29
1066125 | CROUSE HINDS PLG3M 1"" PLUG RECESSED | PLUG, CONDUIT, 1 INCH, RECESSED HEAD, CAST IRON, F/RIGID OR INTERMEDIATE | MOTION INDUSTRIES INC | 6861237 | Electric & Electronics Supplies | Electrical boxes and enclosures and fittings and accessories | Electrical boxes and enclosures and fittings and accessories | Electrical fittings | EA | 8 | 1 | Crouse-Hinds (Eaton) | PLG3M | CROUSE HINDS PLG3M 1"" PLUG RECESSED | (source: Short Text / Long Text columns) | DESCRIPTION_MINED | rule=R5; matched span: "CROUSE HINDS PLG3M 1"" PLUG RECESSED PLUG" | 2026-04-29
1066133 | WIRENUT IDL30-072 BLUE IDEAL | CONNECTOR, WIRE AND CABLE, TWIST ON, 22 - 14 AWG, 300 VOLT AC, 0.39 INCH DIA X 0.70 INCH H, GENERAL PURPOSE, 72B SERIES, | GRAYBAR ELECTRIC COMPANY | 88134892 | Fasteners |  |  |  | EA | 100 | 1 | Ideal Industries | 30-072 | WIRENUT IDL30-072 BLUE IDEAL | (source: Short Text / Long Text columns) | OK | R4 web-research [conf:high] Graybar SKU resolves to Ideal 30-072 src:https://www.graybar.com/wire-nut174-wire-connectors-22-to-16-awg-blue-100-pk/p/88134892 | 2026-04-30
1066152 | KINDORF B911-3/8" NUT LONG SPRING 3/8" | NUT, SPRING, CHANNEL, 3/8 INCH - 16 TPI, B-911 SERIES, 1.275 INCH L X 0.785 INCH W X 5/16 INCH T, CARBON STEEL CHANNEL, HARD DRAWN | GRAYBAR ELECTRIC COMPANY | 88255492 | Fasteners | Vending machines | Vending machines | Vending machines | EA | 38 | 1 | Kindorf (Atkore) | B911-3/8 | KINDORF B911-3/8" NUT LONG SPRING 3/8" | (source: Short Text / Long Text columns) | DESCRIPTION_MINED | rule=R5; matched span: "KINDORF B911-3/8" NUT LONG SPRING 3/8" | 2026-04-29
1066155 | CROUSE HINDS ECD15 1/2""NPT BREATHER OR | DRAIN, BREATHER, UNIVERSAL, 1/2 INCH, ECD SERIES, STAINLESS STEEL, UL STANDARD 1203, CSA STANDARD C22.2 NUMBER 30, NEC/CEC CLASS I, | FASTENAL COMPANY | 924313507 | Electric & Electronics Supplies | Electrical boxes and enclosures and fittings and accessories | Electrical boxes and enclosures and fittings and accessories | Electrical fittings | EA | 3 | 1 | Crouse-Hinds (Eaton) | ECD15 | CROUSE HINDS ECD15 1/2""NPT BREATHER OR | (source: Short Text / Long Text columns) | DESCRIPTION_MINED | rule=R5; matched span: "CROUSE HINDS ECD15 1/2""NPT BREATHER OR D" | 2026-04-29
1066158 | PANDUIT,DS-1,DUCTSEAL | COMPOUND, DUCT SEALING, 1 OZ, SOFT SOLID, DARK GRAY GREEN, SLIGHT CHARACTERISTIC ODOR, 232 DEG C FLASH POINT, 1.8 SPECIFIC GRAVITY, | GRAYBAR ELECTRIC COMPANY | 89021272 | Industrial Supplies | Vending machines | Vending machines | Vending machines | EA | 7 | 2 | Panduit | DS-1 | PANDUIT,DS-1,DUCTSEAL | (source: Short Text / Long Text columns) | DESCRIPTION_MINED | rule=R3; matched span: "PANDUIT,DS-1,DUCTSEAL COMPOUND, DUCT" | 2026-04-29
1066162 | ROTANIUM #39545 BUTT SPLICE #12-10 AWG V | SPLICE, ELECTRICAL, CONDUCTOR, 1.2 INCH OAL, 10 AWG, HEAT SHRINKABLE, PLASTIC POLYAMIDE INSULATION | LAWSON PRODUCT INC | P39545 | Electric & Electronics Supplies | Electrical conduit fittings and accessories | Electrical conduit fittings and accessories | Butt splice connectors | EA | 100 | 1 | Rotanium (Lawson) | 39545 | ROTANIUM #39545 BUTT SPLICE #12-10 AWG V | (source: Short Text / Long Text columns) | DESCRIPTION_MINED | rule=R1; matched span: "ROTANIUM #39545 BUTT SPLICE #12-10 AWG" | 2026-04-29
1066168 | CROUSE HINDS,LB47,1-1/4"" CONDULET,FITTI | BODY, CONDUIT, 1-1/4 INCH HUB, FNPT, STYLE LB, FORM 7, 2 HUBS, 6-1/2 INCH L X 2-3/16 INCH W X 3-5/16 INCH H, FERALOY IRON ALLOY, | GRAYBAR ELECTRIC COMPANY | 66179907 | Electric & Electronics Supplies | Electrical boxes and enclosures | Electrical boxes and enclosures | Conduit outlet fittings | EA | 2 | 1 | Crouse-Hinds (Eaton) | LB47 | CROUSE HINDS,LB47,1-1/4"" CONDULET,FITTI | (source: Short Text / Long Text columns) | DESCRIPTION_MINED | rule=R3; matched span: "CROUSE HINDS,LB47,1-1/4"" CONDULET,FITTI" | 2026-04-29
1066176 | CROUSE HINDS PLG4M 1-1/4"" PLUG RECESSED | PLUG, CONDUIT, 1-1/4 INCH, RECESSED HEAD, CAST IRON, F/RIGID OR INTERMEDIATE GRADE CONDUIT, 25 PER PACK | FASTENAL COMPANY | 15870-00186 | Electric & Electronics Supplies | Electrical boxes and enclosures and fittings and accessories | Electrical boxes and enclosures and fittings and accessories | Electrical fittings | EA | 5 | 1 | Crouse-Hinds (Eaton) | PLG4M | CROUSE HINDS PLG4M 1-1/4"" PLUG RECESSED | (source: Short Text / Long Text columns) | DESCRIPTION_MINED | rule=R5; matched span: "CROUSE HINDS PLG4M 1-1/4"" PLUG RECESSED" | 2026-04-29
1066188 | WASHER REDUCING 3/4"" x 1/2"" CAT #342 | WASHER, CONDUIT, REDUCING, 3/4 INCH X 1/2 INCH TRADE, 7/8 INCH ID X 1-1/4 INCH OD, CARBON STEEL, F/USE W/FITTINGS & ENCLOSURES, | GRAYBAR ELECTRIC COMPANY | 88169036 |  |  |  |  | EA | 14 | 1 | Crouse-Hinds (Eaton) | 342 | Search Results List Page ¦ Graybar | https://www.graybar.com/search?text=88169036 | OK | R4 web-research [conf:high] Graybar 88169036 = Crouse-Hinds 342 reducing washer; desc says CAT #342 src:https://www.graybar.com/knockout-reducing-washer-steel-rigid-imc-conduit-3-4-to-1-2-in-/p/88169036 | 2026-04-30
1066206 | CROUSE HINDS-RE21 REDUCER 3/4" x 1/2" | BUSHING, REDUCING, 3/4 INCH X 1/2 INCH, THREADED, EXPLOSION PROOF, DUST IGNITIONPROOF, CARBON STEEL, ELECTROGALVANIZED WITH | FASTENAL COMPANY | 924314705 | Electric & Electronics Supplies | Electrical boxes and enclosures and fittings and accessories | Electrical boxes and enclosures and fittings and accessories | Electrical fittings | EA | 87 | 6 | Crouse-Hinds (Eaton) | RE21 | CROUSE HINDS-RE21 REDUCER 3/4" x 1/2" | (source: Short Text / Long Text columns) | DESCRIPTION_MINED | rule=R4; matched span: "CROUSE HINDS-RE21 REDUCER 3/4" x 1/2" BUS" | 2026-04-29
1066206 | CROUSE HINDS-RE21 REDUCER 3/4" x 1/2" | BUSHING, REDUCING, 3/4 INCH X 1/2 INCH, THREADED, EXPLOSION PROOF, DUST IGNITIONPROOF, CARBON STEEL, ELECTROGALVANIZED WITH | WESCO DISTRIBUTION, INC | 924314705 | Electric & Electronics Supplies | Electrical boxes and enclosures and fittings and accessories | Electrical boxes and enclosures and fittings and accessories | Electrical fittings | EA | 32 | 3 | Crouse-Hinds (Eaton) | RE21 | CROUSE HINDS-RE21 REDUCER 3/4" x 1/2" | (source: Short Text / Long Text columns) | DESCRIPTION_MINED | rule=R4; matched span: "CROUSE HINDS-RE21 REDUCER 3/4" x 1/2" BUS" | 2026-04-29
1066212 | WASHER REDUCING 1"" x 1/2"" CAT #343 | WASHER, CONDUIT, REDUCING, 3/4 INCH X 1/2 INCH TRADE, 1-1/4 INCH X 7/8 | GRAYBAR ELECTRIC COMPANY | 91020498 | Fasteners |  |  |  | EA | 6 | 1 | Crouse Hinds (Eaton) | 343 | Knockout Reducing Washer, Steel, Rigid/IMC Conduit, 1 to 1/2 in. | https://www.graybar.com/p/91020498 | OK | R5: Graybar /p/91020498 direct-fetch -> Crouse Hinds (Eaton) / 343 | 2026-04-30
1066232 | CROUSE HINDS,FSC1,DEVICE BOX,1/2"",SHALL | BOX, CONDUIT, DEVICE, SHALLOW, 1/2 INCH HUB, FS SERIES, 1 GANG, 2 HUB, 2 LUG, 2 OUTLET, 15.8 CUBIC INCH, LUG MOUNTING, 2-3/4 INCH W | FASTENAL COMPANY | 924314372 | Electric & Electronics Supplies | Electrical boxes and enclosures and fittings and accessories | Electrical boxes and enclosures and fittings and accessories | Electrical fittings | EA | 4 | 1 | Crouse-Hinds (Eaton) | FSC1 | CROUSE HINDS,FSC1,DEVICE BOX,1/2"",SHALL | (source: Short Text / Long Text columns) | DESCRIPTION_MINED | rule=R3; matched span: "CROUSE HINDS,FSC1,DEVICE BOX,1/2"",SHALL" | 2026-04-29
1066235 | CROUSE HINDS T17 CONDULET 1/2"" FITTING | BODY, CONDUIT, 1/2 INCH HUB, FNPT, STYLE T, FORM 7, 3 HUBS, 5-5/8 INCH L X 2-7/16 INCH W X 1-3/4 INCH H, FERALOY IRON ALLOY, | FASTENAL COMPANY | 924135599 | Electric & Electronics Supplies | Electrical boxes and enclosures and fittings and accessories | Electrical boxes and enclosures and fittings and accessories | Electrical fittings | EA | 5 | 1 | Crouse-Hinds (Eaton) | T17 | CROUSE HINDS T17 CONDULET 1/2"" FITTING | (source: Short Text / Long Text columns) | DESCRIPTION_MINED | rule=R5; matched span: "CROUSE HINDS T17 CONDULET 1/2"" FITTING B" | 2026-04-29
1066236 | CROUSE HINDS,GUAC16, 1/2"",EXP,FITTING | BOX, CONDUIT, OUTLET, 1/2 INCH HUB, STYLE C, TYPE E DUST IGNITIONPROOF, EXPLOSIONPROOF, RAINTIGHT, GUA SERIES, 3 INCH COVER OPENING | FASTENAL COMPANY | 924316439 | Electric & Electronics Supplies | Electrical boxes and enclosures and fittings and accessories | Electrical boxes and enclosures and fittings and accessories | Electrical fittings | EA | 1 | 1 | Crouse-Hinds (Eaton) | GUAC16 | CROUSE HINDS,GUAC16, 1/2"",EXP,FITTING | (source: Short Text / Long Text columns) | DESCRIPTION_MINED | rule=R3; matched span: "CROUSE HINDS,GUAC16, 1/2"",EXP,FITTING BO" | 2026-04-29
1066236 | CROUSE HINDS,GUAC16, 1/2"",EXP,FITTING | BOX, CONDUIT, OUTLET, 1/2 INCH HUB, STYLE C, TYPE E DUST IGNITIONPROOF, EXPLOSIONPROOF, RAINTIGHT, GUA SERIES, 3 INCH COVER OPENING | GRAYBAR ELECTRIC COMPANY | 88072832 | Electric & Electronics Supplies | Electrical boxes and enclosures and fittings and accessories | Electrical boxes and enclosures and fittings and accessories | Electrical fittings | EA | 3 | 1 | Crouse-Hinds (Eaton) | GUAC16 | CROUSE HINDS,GUAC16, 1/2"",EXP,FITTING | (source: Short Text / Long Text columns) | DESCRIPTION_MINED | rule=R3; matched span: "CROUSE HINDS,GUAC16, 1/2"",EXP,FITTING BO" | 2026-04-29
1066242 | GREENFIELD CONNECTOR 3/4"" STRAIGHT | CONNECTOR, CONDUIT, FLEXIBLE METALLIC, 3/4 INCH, 1 SCREW CLAMP, THERMOPLASTIC INSULATOR, CARBON STEEL, ELECTRO ZINC PLATED, ROHS | GRAYBAR ELECTRIC CO INC | 25058104 | Electric & Electronics Supplies | Electrical conduit fittings and accessories | Electrical conduit fittings and accessories | Conduit connectors | EA | 2 | 1 | Crouse-Hinds (Eaton) | 709DC | Search Results List Page ¦ Graybar | https://www.graybar.com/search?text=25058104 | OK | R4 web-research [conf:high] Crouse-Hinds 709DC 3/4 squeeze-type connector src:https://www.graybar.com/squeeze-type-connector-zinc-die-cast-flexible-metallic-conduit-straight-non-insulated-throat-3-4 | 2026-04-30
1066251 | CROUSE HINDS,GUAC47, 1-1/4"",EXP,FITTING | BOX, CONDUIT, OUTLET, 1-1/4 INCH HUB, STYLE C, TYPE E DUST IGNITIONPROOF, EXPLOSIONPROOF, RAINTIGHT, GUA SERIES, 3-5/8 INCH COVER | GRAYBAR ELECTRIC COMPANY | 88072842 | Electric & Electronics Supplies | Electrical conduit fittings and accessories | Electrical conduit fittings and accessories | Conduit unions | EA | 1 | 1 | Crouse-Hinds (Eaton) | GUAC47 | CROUSE HINDS,GUAC47, 1-1/4"",EXP,FITTING | (source: Short Text / Long Text columns) | DESCRIPTION_MINED | rule=R3; matched span: "CROUSE HINDS,GUAC47, 1-1/4"",EXP,FITTING" | 2026-04-29
1066254 | COVER,PLAS,IVORY,ROCKER, TYPE,DECORA,#80 | PLATE, WALL, 1 GANG, IVORY, 2-3/4 INCH L X 4-1/2 INCH W X 0.255 INCH T, DEVICE MOUNT, STANDARD TYPE, THERMOSET PLASTIC, UL OR CSA | FASTENAL COMPANY | 15870-00423 | Electric & Electronics Supplies | Electrical boxes and enclosures | Electrical boxes and enclosures | Rocker switch cover plates | EA | 4 | 1 |  |  | COVER,PLAS,IVORY,ROCKER, TYPE,DECORA,#80 ¦ Fastenal | https://www.fastenal.com/product/details/15870-00423 | NHR_HOUSE_BRAND | R3-P4: Fastenal product page has descriptive name but Manufacturer = 'Fastenal Approved Vendor'. No public MFG attribution. (prior: Vendor page captured; auto-extract found no MFG/PN. Title: 'COVER,PLAS,IVORY,ROC) | 2026-04-30
1066265 | TNB1245,ENLARGER,CONDUIT, STR,1/2""X3/4" | CONDUIT, ELECTRICAL, ENLARGER, 1/2 - 3/4 INCH, MNPT, 1-13/32 INCH DIA X 1-1/16 INCH L, MALLEABLE IRON, DURA-PLATE® FINISH, UL | GRAYBAR ELECTRIC COMPANY | 88263221 | Electric & Electronics Supplies | Wire Raceways Conduit and Busways | Wire Raceways Conduit and Busways | Electrical conduit | EA | 10 | 2 | Thomas & Betts (ABB) | 1245 | Search Results List Page ¦ Graybar | https://www.graybar.com/search?text=88263221 | OK | R4 web-research [conf:high] T&B 1245 male enlarger 1/2 to 3/4 src:https://www.graybar.com/tb174-enlarger-adapter-rigid-imc-malleable-iron-male-female-1-2-to-3-4-in-/p/88263221 | 2026-04-30
1066327 | CROUSE HINDS,CGB195, CORD FTG,1/2""NPT,M | CONNECTOR, CABLE, NON ARMOURED GLAND, 1/2 INCH MNPT, 1/2 - 5/8 INCH CABLE OPENING, 1.23 INCH DIA X 2.023 INCH OAL, FORM B, -25 TO | FASTENAL COMPANY | 924314886 | Electric & Electronics Supplies | Electrical boxes and enclosures and fittings and accessories | Electrical boxes and enclosures and fittings and accessories | Electrical fittings | EA | 12 | 1 | Crouse-Hinds (Eaton) | CGB195 | CROUSE HINDS,CGB195, CORD FTG,1/2""NPT,M | (source: Short Text / Long Text columns) | DESCRIPTION_MINED | rule=R3; matched span: "CROUSE HINDS,CGB195, CORD FTG,1/2""NPT,M" | 2026-04-29
1066368 | CROUSE HINDS,UNYL17,1/2"" EXP,EXPANSION | UNION, CONDUIT, EXPANSION, LONG, 1/2 INCH, 1-3/16 INCH DIA X 3-5/16 INCH L, STRAIGHT, MALE X FEMALE, COMPACT DESIGN, | FASTENAL COMPANY | 15870-00263 | Electric & Electronics Supplies | Electrical conduit fittings and accessories | Electrical conduit fittings and accessories | Expansion unions | EA | 6 | 1 | Crouse-Hinds (Eaton) | UNYL17 | CROUSE HINDS,UNYL17,1/2"" EXP,EXPANSION | (source: Short Text / Long Text columns) | DESCRIPTION_MINED | rule=R3; matched span: "CROUSE HINDS,UNYL17,1/2"" EXP,EXPANSION U" | 2026-04-29
1066369 | SEALTITE CONN.90 DEGREE 1/2" LIQUIDTITE | CONNECTOR, CONDUIT, 1/2 INCH TRADE, 90 DEG, 1/2 INCH - 14 NPT, 250 LB LOAD CAPACITY, 1-11/64 INCH X 1-13/32 INCH X 1-5/8 INCH, | FASTENAL COMPANY |  | Electric & Electronics Supplies | Electrical conduit fittings and accessories | Electrical conduit fittings and accessories | Liquid-tight connectors | EA | 10 | 1 |  |  |  |  | NHR_NO_URL | R3-P4: No vendor catalog hit; PN may not exist in any covered vendor's catalog. Needs human research. (prior: Run fastenal_bookmarklet.html on the vendor site to extract MFG/PN. Vendor PN: () | 2026-04-30
1066369 | SEALTITE CONN.90 DEGREE 1/2" LIQUIDTITE | CONNECTOR, CONDUIT, 1/2 INCH TRADE, 90 DEG, 1/2 INCH - 14 NPT, 250 LB LOAD CAPACITY, 1-11/64 INCH X 1-13/32 INCH X 1-5/8 INCH, | GRAYBAR ELECTRIC COMPANY | 88073428 | Electric & Electronics Supplies | Electrical conduit fittings and accessories | Electrical conduit fittings and accessories | Liquid-tight connectors | EA | 17 | 2 | Crouse-Hinds (Eaton) | LT5090 | Search Results List Page ¦ Graybar | https://www.graybar.com/search?text=88073428 | OK | R4 web-research [conf:high] Graybar 88073428 = Crouse-Hinds LT5090 90-deg 1/2in src:https://www.graybar.com/liquidator8482-liquid-tight-connector-malleable-iron-90176-flexible-metal-conduit-1-2-in-/p/8807 | 2026-04-30
1066371 | CROUSE HINDS,LBY25,3/4"" PULL ELBOW,EXP | ELBOW, CONDUIT, SERVICE ENTRANCE, 90 DEG, 3/4 INCH, LBY SERIES, SCREW ON COVER, THREADED, 2-13/16 INCH H, VERTICAL MOUNTING, | FASTENAL COMPANY | 924314882 | Electric & Electronics Supplies | Electrical conduit fittings and accessories | Electrical conduit fittings and accessories | Pull elbows | EA | 6 | 1 | Crouse-Hinds (Eaton) | LBY25 | CROUSE HINDS,LBY25,3/4"" PULL ELBOW,EXP | (source: Short Text / Long Text columns) | DESCRIPTION_MINED | rule=R3; matched span: "CROUSE HINDS,LBY25,3/4"" PULL ELBOW,EXP E" | 2026-04-29
1066375 | CROUSE HINDS,COVER,DS23, 1-DUPLEX RECP | COVER, ELECTRICAL, SURFACE, RAISED, DS SERIES, 1-7/16 INCH DIA OPENING, BOX MOUNT, 1 GANG, 4-1/4 INCH W X 2.7 INCH D X 0.45 INCH H, | FASTENAL COMPANY | 924313372 | Electric & Electronics Supplies | Electrical boxes and enclosures and fittings and accessories | Electrical boxes and enclosures and fittings and accessories | Electrical fittings | EA | 9 | 1 | Crouse-Hinds (Eaton) | DS23 | CROUSE HINDS,COVER,DS23, 1-DUPLEX RECP | (source: Short Text / Long Text columns) | DESCRIPTION_MINED | rule=R5; matched span: "CROUSE HINDS,COVER,DS23, 1-DUPLEX RECP CO" | 2026-04-29
1066378 | CROUSE HINDS,EL296,M-F, PHONE ELL,3/4"", | ELBOW, CONDUIT, 90 DEG, 3/4 INCH, MNPT X FNPT, SHORT, EL SERIES, HORIZONTAL OR VERTICAL MOUNTING, EXPLOSIONPROOF, DUST | FASTENAL COMPANY | 924313266 | Electric & Electronics Supplies | Electrical conduit fittings and accessories | Electrical conduit fittings and accessories | Conduit ells | EA | 5 | 1 | Crouse-Hinds (Eaton) | EL296 | CROUSE HINDS,EL296,M-F, PHONE ELL,3/4"", | (source: Short Text / Long Text columns) | DESCRIPTION_MINED | rule=R3; matched span: "CROUSE HINDS,EL296,M-F, PHONE ELL,3/4""," | 2026-04-29
1066379 | LOCKNUT,3/4"" | NUT, LOCK, 3/4 INCH TRADE, 1.391 INCH W X 0.156 INCH D, CARBON STEEL, ZINC ELECTROPLATED, F/USE W/THREADED RIGID/IMC CONDUIT, | GRAYBAR ELECTRIC COMPANY | 94009179 | Fasteners | Vending machines | Vending machines | Vending machines | EA | 50 | 1 | Crouse Hinds (Eaton) | 12X | Thin Construction Conduit Locknut, Steel, Rigid/IMC Conduit, 3/4 in. | https://www.graybar.com/p/94009179 | OK | R5: Graybar /p/94009179 direct-fetch -> Crouse Hinds (Eaton) / 12X | 2026-04-30
1066383 | CROUSE HINDS-RE32 REDUCER 1""x 3/4"" | Reducer, Threaded Adapter, External Thread : 1" Npt, Internal Thread : | FASTENAL COMPANY | 924313812 | Electric & Electronics Supplies | Electrical conduit fittings and accessories | Electrical conduit fittings and accessories | Reducing bushings | EA | 16 | 1 | Crouse-Hinds (Eaton) | RE32 | CROUSE HINDS-RE32 REDUCER 1""x 3/4"" | (source: Short Text / Long Text columns) | DESCRIPTION_MINED | rule=R4; matched span: "CROUSE HINDS-RE32 REDUCER 1""x 3/4"" Redu" | 2026-04-29
1066388 | 3M SCOTCH #23 RUBBER SPLICING TAPE .0748 | TAPE, ELECTRICAL, INSULATION SPLICING, 1 INCH W X 30 FOOT L X 0.76 MM T, 69 KV, 750 VOLT PER MIL DIELECTRIC STRENGTH, 850% | GRAYBAR ELECTRIC COMPANY | 88175836 | Industrial Supplies |  |  |  | EA | 11 | 1 | 3M | 130C-1X30FT | 3M SCOTCH #23 RUBBER SPLICING TAPE .0748 | (source: Short Text / Long Text columns) | OK | R4 web-research [conf:high] Graybar 88175836 maps to 3M 130C 1in x 30ft (note: desc says #23 but Graybar has 130C) src:https://www.graybar.com/scotch174-linerless-rubber-splicing-tape-black-30-ft-x-1-in-/p/88175836 | 2026-04-30
1066395 | TNB54105,LUG,BLUE,#6 AWG 1/4"" HOLE"" | LUG, WIRE, 35 KV, 6 AWG WIRE, 1/4 INCH BOLT, STANDARD BARREL, ONE HOLE, PEEP HOLE, COPPER, TIN PLATED, BLUE | FASTENAL COMPANY | 706900 | Electric & Electronics Supplies | Electrical conduit fittings and accessories | Electrical conduit fittings and accessories | Cable lugs | EA | 2 | 1 | Thomas & Betts (ABB) | 54105 | Fastenal Industrial Supplies, OEM Fasteners, Safety Products & More | https://www.fastenal.com/product/details/706900 | OK | R4 web-research [conf:high] T&B 54105 6 AWG blue 1-hole lug src:https://www.platt.com/p/0191880/thomas-betts/compression-lug-1-hole-copper-6-awg-1-4-stud-size-blue/786210541051/thb5410 | 2026-04-30
1067500 | CONTROL BLOCK #312086 SERIES # 660-N ASS | CONTROL BLOCK #312086 SERIES # 660-N ASSEMBLY premier tech | PREMIER TECH INC | 312086 | Electric & Electronics Supplies | Circuit protection devices and accessories | Circuit protection devices and accessories | Cartridge fuses | EA | 2 | 1 | Premier Tech | 312086 | CONTROL BLOCK #312086 SERIES # 660-N ASS |  | MFG_IS_VENDOR | Vendor IS the manufacturer (single-row direct-MFG vendor). Vendor PN treated as MFG PN. | 2026-04-29
1070495 | PLASTIC LOOP CLAMPS NYLON 5/16"" ID CARR | CLAMP, TUBING, LOOP, 5/16 INCH ID, 15/16 INCH L X 3/8 INCH W X 7/16 INCH | MCMASTER-CARR SUPPLY COMPANY |  | Electric & Electronics Supplies | Lighting accessories | Lighting accessories | Pilot lights | PAC | 1 | 1 |  |  |  |  | NHR_NO_URL | R3-P4: No vendor catalog hit; PN may not exist in any covered vendor's catalog. Needs human research. (prior: Run mcmaster_bookmarklet.html on the vendor site to extract MFG/PN. Vendor PN: () | 2026-04-30
1070904 | STEM MIDDLE #9775500120 2"" 53BTX EATON | STEM MIDDLE #9775500120 2"" 53BTX EATON DUPLEX STR | MOTION INDUSTRIES INC |  | Electric & Electronics Supplies | Pipes and fittings | Pipes and fittings | Pipe stems | EA | 1 | 1 | Eaton | 9775500120 | STEM MIDDLE #9775500120 2"" 53BTX EATON | (source: Short Text / Long Text columns) | DESCRIPTION_MINED | rule=R5; matched span: "3BTX EATON STEM MIDDLE #9775500120 2""" | 2026-04-29
1073120 | BUTTON CELL BATTERY #389/390 WWG#5HXH7 | BATTERY, ELECTRICAL, BUTTON CELL, 1.5 VOLT DC, 90 MAH, 0.451 INCH DIA X 0.114 INCH D, -40 TO 140 DEG F, LOW DRAIN, 2 YEAR SHELF | GRAINGER INCORPORATED | 5HXH7 | Electric & Electronics Supplies | Circuit breakers and accessories | Circuit breakers and accessories | Fuses | EA | 4 | 1 |  | 5HXH7 | Silver Oxide, Button Cell Battery | https://www.grainger.com/product/5HXH7 | NHR_GATED | R3-P4: Grainger product page captured but 'Mfr. Model #' field not exposed in anonymous body text. (prior: From grainger bookmarklet (none/csv-raw). Title: ) | 2026-04-30
1073500 | AIRCRAFT CABLE #60-3070 IBC-3000, 3/16"" | AIRCRAFT CABLE #60-3070 IBC-3000, 3/16"" CABLE sold at 102" pieces | MAGNUM SYSTEMS | 2227-1094-9000 | Electric & Electronics Supplies | Ropes | Ropes | Wire rope | EA | 8 | 1 | Magnum Systems | 2227-1094-9000 | AIRCRAFT CABLE #60-3070 IBC-3000, 3/16"" |  | MFG_IS_VENDOR | Vendor IS the manufacturer (single-row direct-MFG vendor). Vendor PN treated as MFG PN. | 2026-04-29
1074420 | BUTTON /COIN CELL BATTERIES SR44 CARR #7 | BUTTON /COIN CELL BATTERIES SR44 CARR #7604K117 M/E 357 | FASTENAL COMPANY | 237293 | Electric & Electronics Supplies | Batteries and cells and accessories | Batteries and cells and accessories | Lead acid batteries | EA | 3 | 1 | Maxell/Energizer/Renata | 357 | Fastenal Industrial Supplies, OEM Fasteners, Safety Products & More | https://www.fastenal.com/product/details/237293 | OK | R4 web-research [conf:medium] description states M/E 357 (SR44 silver oxide); commodity src: | 2026-04-30
1075107 | REDUCER CND THREADED 3 1/2" TO 3" RIGID | REDUCER CND THREADED 3 1/2" TO 3" RIGID STEEL | Border States Industries, Inc. DBA | RE-9 | Electric & Electronics Supplies | Pipe fittings | Pipe fittings | Threaded reducers | EA | 1 | 1 | HexArmor | 4080L9 | HexArmor Chrome Series® 4080 Velcro Cuff Gloves Large Gray/High Vis Yellow Abrasion 6, Cut A8, Heat 2, Impact 2, Puncture 4 | https://www.borderstates.com/All-Products/Safety-Security/Personal-Protective-Equipment-%28PPE%29/Gloves-Hand-Protection/Gloves/Cut--Puncture-Resistant-Gloves/HexArmor-Chrome-Series%C2%AE-4080-Velcro-Cuff-Gloves/HexArmor-Chrome-Series%C2%AE-4080-Velcro-Cuff-Gloves-Large-Gray-High-Vis-Yellow-Abrasion-6-Cut-A8-Heat-2-Impact-2-Puncture-4/p/3366804?q=RE-9 | OK | From border_states_round2 bookmarklet (csv-raw/csv-raw). Title: | 2026-04-30
1075107 | REDUCER CND THREADED 3 1/2" TO 3" RIGID | REDUCER CND THREADED 3 1/2" TO 3" RIGID STEEL | WESCO DISTRIBUTION, INC | RE-9 | Electric & Electronics Supplies | Pipe fittings | Pipe fittings | Threaded reducers | EA | 1 | 1 | Crouse-Hinds (Eaton) | RE9 | WESCO | https://buy.wesco.com/fsearch?q=RE-9 | OK | R4 web-research [conf:medium] RE series reducer 3-1/2 to 3 = RE9 per Crouse-Hinds catalog src:https://www.eaton.com/content/dam/eaton/products/conduit-cable-and-wire-management/crouse-hinds/catalog-pages/crouse-hin | 2026-04-30
1075257 | STRAP PIPE 1" SINGLE BOLT SLOTTED HEX HE | STRAP PIPE 1" SINGLE BOLT SLOTTED HEX HEAD MACHINE SCREW AND SQUARE NUT | Border States Industries, Inc. DBA | 664394 | Fasteners |  |  |  | EA | 97 | 3 | ABB Thomas & Betts | C2001 | ABB Thomas & Betts EMT / Rigid / IMC Strut Straps 1/2 in EMT, 1/2 in Rigid 1.16 - 1.32 in | https://www.borderstates.com/All-Products/Conduit-Cable-Management/Conduit-Conduit-Supports-Fittings/Conduit-Supports/Conduit-Clamps-Straps/ABB-Thomas-Betts-EMT-Rigid-IMC-Strut-Straps/ABB-Thomas-Betts-EMT-Rigid-IMC-Strut-Straps-1-2-in-EMT-1-2-in-Rigid-1-16---1-32-in/p/664394 | OK | From border_states_round2 bookmarklet (csv-raw/csv-raw). Title: | 2026-04-30
1075482 | CMS COMPACT MOTION SWITCH #304 FLEXIBLE | SWITCH, COMPACT, 5/8 INCH X 5/8 INCH, 3/16 INCH X 3/32 INCH KEYWAY, | MOTION INDUSTRIES INC | 2608413 | Electric & Electronics Supplies | Brackets and braces | Brackets and braces | Conduit clamps | EA | 1 | 1 | CMS |  | CMS COMPACT MOTION SWITCH #304 FLEXIBLE | (source: Short Text / Long Text columns) | MFG_FROM_DESCRIPTION | rule=R6; MFG inferred from description span: "CMS COMPACT MOTION SWITCH #304 FL". Vendor PN absent or unmineable. | 2026-04-29
1075574 | STRAP PIPE 2" PIPE SINGLE BOLT | STRAP PIPE 2" PIPE SINGLE BOLT FOR KINDORF CHANNEL WITH 5/16" X 1 1 /4" | Border States Industries, Inc. DBA | 163257 | Pipes, Valves and Fittings (PVF) | 0 |  |  | EA | 44 | 5 | Kindorf (Atkore) | C-105-2 | STRAP PIPE 2" PIPE SINGLE BOLT | (source: Short Text / Long Text columns) | OK | R4 web-research [conf:high] Kindorf C-105-2 pipe strap 2 inch single bolt src:https://www.amazon.com/Thomas-Betts-C-105-2-HD-Galvanized-2-Piece/dp/B008KNVVDY | 2026-04-30
1075657 | BOX CONDULET RIGID 1/2" 3-1/2" DIA 2" DE | BOX CONDULET RIGID 1/2" 3-1/2" DIA 2" DEEP EXPLOSION PROOF WITH 3" | Border States Industries, Inc. DBA | 179457 | Electric & Electronics Supplies | Electrical boxes and enclosures | Electrical boxes and enclosures | Explosion-proof conduit bodies | EA | 2 | 1 | Eaton Crouse-Hinds | GUA16 | Eaton Crouse-Hinds GUA Series Conduit Outlet Boxes | https://www.borderstates.com/All-Products/Electrical-Boxes-Cabinets-Enclosures-Racks/Electrical-Boxes-Box-Covers/Electrical-Boxes/Hazardous-Location-Boxes/Eaton-Crouse-Hinds-GUA-Series-Conduit-Outlet-Boxes/Eaton-Crouse-Hinds-GUA-Series-Conduit-Outlet-Boxes/p/179457 | OK | From border_states_round2 bookmarklet (csv-raw/csv-raw). Title: | 2026-04-30
1076045 | STRAP PIPE 3/4" SINGLE BOLT SLOTTED HEX | STRAP PIPE 3/4" SINGLE BOLT SLOTTED HEX HEAD MACHINE SCRE W AND SQUARE | Border States Industries, Inc. DBA |  | Electric & Electronics Supplies | Pipe fittings | Pipe fittings | Pipe straps and clamps | EA | 87 | 2 |  |  |  |  | NHR_NO_URL | R3-P4: No vendor catalog hit; PN may not exist in any covered vendor's catalog. Needs human research. (prior: Run border_states_bookmarklet.html on the vendor site to extract MFG/PN. Vendor ) | 2026-04-30
1076046 | STRAP PIPE 3" SINGLE BOLT | STRAP PIPE 3" SINGLE BOLT FOR KINDORF CHANNEL WITH 5/16" X 1 1 /4" | Border States Industries, Inc. DBA | 163258 | Fasteners |  |  |  | EA | 42 | 2 | Kindorf (Atkore) | C-105-3 | STRAP PIPE 3" SINGLE BOLT | (source: Short Text / Long Text columns) | OK | R4 web-research [conf:medium] Kindorf C-105-3 3in single bolt strap src:https://www.stateelectric.com/products/kindorf-c-105-3 | 2026-04-30
1076251 | NUT LEVER 3 PORT WAGO-210 | NUT LEVER 3 PORT WAGO-210 | Border States Industries, Inc. DBA | 221-413 | Fasteners | Vending machines | Vending machines | Vending machines | EA | 100 | 1 | WAGO | 221-413 | NUT LEVER 3 PORT WAGO-210 | (source: Short Text / Long Text columns) | OK | R4 web-research [conf:high] vpn matches WAGO 221-413 lever-nut MFG PN src:https://www.wago.com/us/lp-221 | 2026-04-30
1076370 | CLAMP 3" CONDUIT RIGHT ANGLE | CLAMP 3" CONDUIT RIGHT ANGLE FOR MOUNTING CONDUIT TO BEAM | Border States Industries, Inc. DBA | 162969 | Electric & Electronics Supplies | Wire Raceways Conduit and Busways | Wire Raceways Conduit and Busways | Electrical conduit | EA | 18 | 1 | ABB Thomas & Betts | RC3 | ABB Thomas & Betts EMT / Rigid / IMC / Pipe Right Angle Conduit Clamps 3 in EMT, 3 in Rigid 3.50 in | https://www.borderstates.com/All-Products/Conduit-Cable-Management/Conduit-Conduit-Supports-Fittings/Conduit-Supports/Conduit-Clamps-Straps/ABB-Thomas-Betts-EMT-Rigid-IMC-Pipe-Right-Angle-Conduit-Clamps/ABB-Thomas-Betts-EMT-Rigid-IMC-Pipe-Right-Angle-Conduit-Clamps-3-in-EMT-3-in-Rigid-3-50-in/p/162969 | OK | From border_states_round2 bookmarklet (csv-raw/csv-raw). Title: | 2026-04-30
1076376 | STRAP PIPE 1-1/2" SINGLE BOLT | STRAP PIPE 1-1/2" SINGLE BOLT SLOTTED HEX HEAD MACHINE SCREW AND SQUARE | Border States Industries, Inc. DBA | 664415 | Pipes, Valves and Fittings (PVF) | 0 |  |  | EA | 64 | 3 | ABB Thomas & Betts | C200112 | ABB Thomas & Betts EMT / Rigid / IMC Strut Straps 1-1/4 in EMT, 1-1/4 in Rigid 1.51 - 1.66 in | https://www.borderstates.com/All-Products/Conduit-Cable-Management/Conduit-Conduit-Supports-Fittings/Conduit-Supports/Conduit-Clamps-Straps/ABB-Thomas-Betts-EMT-Rigid-IMC-Strut-Straps/ABB-Thomas-Betts-EMT-Rigid-IMC-Strut-Straps-1-1-4-in-EMT-1-1-4-in-Rigid-1-51---1-66-in/p/664415 | OK | From border_states_round2 bookmarklet (csv-raw/csv-raw). Title: | 2026-04-30
1076529 | TIES CABLE LENGTH 7.00" WIDTH .091" DIA. | TIES CABLE LENGTH 7.00" WIDTH .091" DIA. RANGE 1/16"-1 1/2" SELF LOCKING | FASTENAL COMPANY | 751861 | Electric & Electronics Supplies | Electrical hardware and supplies | Electrical hardware and supplies | Cable ties | PKG | 21 | 2 |  |  | Fastenal Industrial Supplies, OEM Fasteners, Safety Products & More | https://www.fastenal.com/product/details/751861 | NHR_DISCONTINUED | R3-P4: Fastenal catalog returned not-found / homepage redirect. PN likely discontinued. (prior: Vendor returned not-found page. Title: 'Fastenal Industrial Supplies, OEM Fasten) | 2026-04-30
1076658 | CONNECTOR CND SCRUTITE HUBS 1/2" INSULAT | CONNECTOR CND SCRUTITE HUBS 1/2" INSULATED THREADED | Border States Industries, Inc. DBA | 479613 | Electric & Electronics Supplies | Wire Raceways Conduit and Busways | Wire Raceways Conduit and Busways | Electrical conduit | EA | 10 | 1 | Eaton Crouse-Hinds | ST1 | Eaton Crouse-Hinds ST Scru-Tite® Series Conduit Hubs 1/2 in Zinc Die Cast Rigid/IMC | https://www.borderstates.com/All-Products/Conduit-Cable-Management/Conduit-Conduit-Supports-Fittings/Conduit-Fittings-Bodies/Conduit-Accessories/Conduit-Hubs/Eaton-Crouse-Hinds-ST-Scru-Tite%C2%AE-Series-Conduit-Hubs/Eaton-Crouse-Hinds-ST-Scru-Tite%C2%AE-Series-Conduit-Hubs-1-2-in-Zinc-Die-Cast-Rigid-IMC/p/479613 | OK | From border_states_round2 bookmarklet (csv-raw/csv-raw). Title: | 2026-04-30
1076785 | ELBOW CND 90 DEG 3/4" RIGID ALUM CONDUIT | ELBOW CND 90 DEG 3/4" RIGID ALUM CONDUIT THREADED ON BOTH ENDS | Border States Industries, Inc. DBA | 237516 | Electric & Electronics Supplies | Electrical conduit fittings and accessories | Electrical conduit fittings and accessories | Conduit elbows | EA | 17 | 1 |  | 3490DEGALUMELBOW | Generic Brand Rigid / IMC Threaded Elbows 3/4 in Aluminum 90 deg Corrosion-resistant, Non-magnetic, Non-sparking | https://www.borderstates.com/All-Products/Conduit-Cable-Management/Conduit-Conduit-Supports-Fittings/Conduit-Fittings-Bodies/Conduit-Fittings/Metallic-Conduit-Fittings/Generic-Brand-Rigid-IMC-Threaded-Elbows/Generic-Brand-Rigid-IMC-Threaded-Elbows-3-4-in-Aluminum-90-deg-Corrosion-resistant-Non-magnetic-Non-sparking/p/237516 | NHR_NO_VENDOR_HIT | R3-P4b: Border States product page captured but extraction yielded no MFG. Page may be a 'no match' redirect. (prior: From border_states_round2 bookmarklet (none/csv-raw). Title: ) | 2026-04-30
1076806 | ELBOW CND 3/4" 90 RIGID DEGREES EXPLOSIO | ELBOW CND 3/4" 90 RIGID DEGREES EXPLOSION PROOF | Border States Industries, Inc. DBA | 126016 | Pipes, Valves and Fittings (PVF) | Pipe fittings | Pipe fittings | Carbon steel pipe elbow | EA | 4 | 1 | Eaton Crouse-Hinds | LBY25 | Eaton Crouse-Hinds Rigid / IMC Threaded Pulling Elbows 3/4 in Feraloy® Iron Alloy 90 deg | https://www.borderstates.com/All-Products/Conduit-Cable-Management/Conduit-Conduit-Supports-Fittings/Conduit-Fittings-Bodies/Conduit-Fittings/Metallic-Conduit-Fittings/Eaton-Crouse-Hinds-Rigid-IMC-Threaded-Pulling-Elbows/Eaton-Crouse-Hinds-Rigid-IMC-Threaded-Pulling-Elbows-3-4-in-Feraloy%C2%AE-Iron-Alloy-90-deg/p/126016 | OK | From border_states_round2 bookmarklet (csv-raw/csv-raw). Title: | 2026-04-30
1076955 | REEL WATER HOSE WALL MOUNT 200' 5/8"ID O | REEL WATER HOSE WALL MOUNT 200' 5/8"ID OR 250' 1/2"ID HNA D58602 | Border States Industries, Inc. DBA | 2415500 | Hose |  |  |  | EA | 2 | 1 |  |  | No Results ¦ Border States | https://www.borderstates.com/search?q=2415500 | NHR_NO_VENDOR_HIT | R3-P4: Border States search captured but vendor now anti-bot-blocks autonomous refetch (Perfdrive captcha). Re-run round-1 bookmarklet in Chrome if MFG required. (prior: No useful page captured. Title: 'No Results ¦ Border States') | 2026-04-30
1077244 | BOX CONDULET 3/4" EXPLOSION PROOF WITH 2 | BOX CONDULET 3/4" EXPLOSION PROOF WITH 2" DIA COVER BOX CONTAINS 2 EA | FASTENAL COMPANY | 924313405 | Electric & Electronics Supplies | Electrical boxes and enclosures | Electrical boxes and enclosures | Conduit outlet boxes | EA | 6 | 3 | EATON | GUAC24 CRH | CRS-H GUAC24 3/4 GUAC COND BDY&CVR ¦ Fastenal | https://www.fastenal.com/product/details/924313405 | OK | Auto-extracted via Playwright (mfg=dom). Title: 'CRS-H GUAC24 3/4 GUAC COND BDY&CVR ¦ Fastenal' | 2026-04-29
1077314 | HOSE FLEXIBLE 2"x15" EXPLOSION PROOF WI | HOSE FLEXIBLE 2"x15" EXPLOSION PROOF WITH 2" MALE FITTINGS BOTH ENDS | Border States Industries, Inc. DBA | ECGJH615 | Hose | Vending machines | Vending machines | Vending machines | EA | 3 | 1 | Crouse-Hinds (Eaton) | ECGJH615 | No Results ¦ Border States | https://www.borderstates.com/search?q=ECGJH615 | OK | R4 web-research [conf:high] vpn ECGJH615 is itself Crouse-Hinds MFG PN src:https://www.cesco.com/Cooper-Crouse-Hinds-ECGJH615-Cooper-Crouse-Hinds-ECGJH615-EC-Series-Flexible-Coupling-2-Inch-MNPT- | 2026-04-30
1077425 | WIRE ELECTRICAL GROUNDING TYPE 2/0 STRAN | WIRE ELECTRICAL GROUNDING TYPE 2/0 STRANDED BARE COPPER | Border States Industries, Inc. DBA | 2243922 | Electric & Electronics Supplies | Electrical wire | Electrical wire | Grounding wire | EA | 100 | 1 |  | BARESD2019STRCU1000R | Stranded Bare Copper Grounding Wire Soft Drawn Bare Copper 2/0 AWG | https://www.borderstates.com/All-Products/Wire-Cable/Grounding-Wire-Reels/Grounding-Wire/Stranded-Bare-Copper-Grounding-Wire/Stranded-Bare-Copper-Grounding-Wire-Soft-Drawn-Bare-Copper-2-0-AWG/p/2243922 | NHR_HOUSE_BRAND | R3 cleanup: Border States house catalog code (BARESD2019STRCU1000R) for generic bare copper grounding wire — no public MFG. PN preserved in col N. | 2026-04-30
1077440 | WIRE ELECTRICAL 6AWG BLACK THHN-THWN STR | WIRE ELECTRICAL 6AWG BLACK THHN-THWN STRANDED COPPER BLDG WIRE 600 VOLT | Border States Industries, Inc. DBA | 2251657 | Electric & Electronics Supplies | Electrical wire | Electrical wire | Electrical wire | EA | 2000 | 2 |  | SSTHHN6BLK19STRCU5000R | Generic Brand Stranded Copper THHN Jacketed Wire 6 AWG 5000 ft Reel Black | https://www.borderstates.com/All-Products/Wire-Cable/Building-Wire/THHN-Wire/Generic-Brand-Stranded-Copper-THHN-Jacketed-Wire/Generic-Brand-Stranded-Copper-THHN-Jacketed-Wire-6-AWG-5000-ft-Reel-Black/p/2251657 | NHR_NO_VENDOR_HIT | R3-P4b: Border States product page captured but extraction yielded no MFG. Page may be a 'no match' redirect. (prior: From border_states_round2 bookmarklet (none/csv-raw). Title: ) | 2026-04-30
1077500 | RESPIRATOR DUST & MIST NIOSH /MSHA N95 | RESPIRATOR DUST & MIST NIOSH /MSHA APPROVED FOR DUSTS & MIS TS | Border States Industries, Inc. DBA | 788780 | Safety / PPE |  |  |  | EA | 280 | 7 | 3M | 8210 | 3M Comfort Series Disposable N95 Particulate Respirators N95 Braided Strap 20 Per Box White | https://www.borderstates.com/All-Products/Safety-Security/Personal-Protective-Equipment-%28PPE%29/Respirators/Respirators-Face-Masks/3M-Comfort-Series-Disposable-N95-Particulate-Respirators/3M-Comfort-Series-Disposable-N95-Particulate-Respirators-N95-Braided-Strap-20-Per-Box-White/p/788780 | OK | From border_states_round2 bookmarklet (csv-raw/csv-raw). Title: | 2026-04-30
1077524 | CONNECTOR WIRE FOR 18-16 GAUGE WIRE ORAN | CONNECTOR WIRE FOR 18-16 GAUGE WIRE ORANGE | FASTENAL COMPANY | 781958 | Electric & Electronics Supplies | Electrical measuring and testing equipment and accessories | Electrical measuring and testing equipment and accessories | Voltage or current meters | EA | 2 | 1 |  |  | Fastenal Industrial Supplies, OEM Fasteners, Safety Products & More | https://www.fastenal.com/product/details/781958 | NHR_DISCONTINUED | R3-P4: Fastenal catalog returned not-found / homepage redirect. PN likely discontinued. (prior: Vendor returned not-found page. Title: 'Fastenal Industrial Supplies, OEM Fasten) | 2026-04-30
1077545 | MICRO PHONE RADIO FOR NEW PLANT RADIO MO | MICRO PHONE RADIO FOR NEW PLANT RADIO MOTOROLA APX6000/7/XPR6000/7 RSM | FASTENAL COMPANY | 923789327 | Electric & Electronics Supplies | Circuit breakers and accessories | Circuit breakers and accessories | Class CC fuses | EA | 11 | 2 | ACS/MOTOROLA INC | PMMN4024 | Microphone Remote Speaker Mic ¦ Fastenal | https://www.fastenal.com/product/details/923789327 | OK | Auto-extracted via Playwright (mfg=dom). Title: 'Microphone Remote Speaker Mic ¦ Fastenal' | 2026-04-29
1077738 | CLAMP 2" CONDUIT RIGHT ANGLE MI | CLAMP 2" CONDUIT RIGHT ANGLE FOR MOUNTING CONDUIT TO BEAM | FASTENAL COMPANY | 719978 | Electric & Electronics Supplies | Batteries | Batteries | Rechargeable batteries | EA | 76 | 2 |  |  | Fastenal Industrial Supplies, OEM Fasteners, Safety Products & More | https://www.fastenal.com/product/details/719978 | NHR_DISCONTINUED | R3-P4: Fastenal catalog returned not-found / homepage redirect. PN likely discontinued. (prior: Vendor returned not-found page. Title: 'Fastenal Industrial Supplies, OEM Fasten) | 2026-04-30
1077815 | REDUCER CND RIGID THREADED 3" TO 1-1/2 " | REDUCER CND RIGID THREADED 3" TO 1-1/2 " EATON | Border States Industries, Inc. DBA | - |  |  |  |  | EA | 2 | 1 | Eaton |  | REDUCER CND RIGID THREADED 3" TO 1-1/2 " | (source: Short Text / Long Text columns) | MFG_FROM_DESCRIPTION | rule=R6; MFG inferred from description span: "/2 " EATON". Vendor PN absent or unmineable. | 2026-04-29
1077831 | CONDULET 1-1/2" THREADED RIGID OUTLET BO | CONDULET 1-1/2" THREADED RIGID OUTLET BODY FORM 7 | Border States Industries, Inc. DBA | 126466 | Electric & Electronics Supplies | Electrical boxes and enclosures | Electrical boxes and enclosures | Conduit outlet bodies | EA | 1 | 1 | Eaton Crouse-Hinds | TB57 | Eaton Crouse-Hinds Form 7 Type TB Conduit Bodies Malleable Iron 1-1/2 in | https://www.borderstates.com/All-Products/Conduit-Cable-Management/Conduit-Conduit-Supports-Fittings/Conduit-Fittings-Bodies/Conduit-Bodies/Type-T-Conduit-Bodies/Eaton-Crouse-Hinds-Form-7-Type-TB-Conduit-Bodies/Eaton-Crouse-Hinds-Form-7-Type-TB-Conduit-Bodies-Malleable-Iron-1-1-2-in/p/126466 | OK | From border_states_round2 bookmarklet (csv-raw/csv-raw). Title: | 2026-04-30
1078002 | BOX CONDULET 1" EXPLOSION PROOF 3.5"H X | BOX CONDULET 1" EXPLOSION PROOF 3.5"H X 4.5"DIA X 2.31" DEEP WITH 3" | Border States Industries, Inc. DBA | 179441 | Electric & Electronics Supplies | Wire Raceways Conduit and Busways | Wire Raceways Conduit and Busways | Electrical conduit | EA | 4 | 2 | Eaton Crouse-Hinds | GUA36 | Eaton Crouse-Hinds GUA Series Conduit Outlet Boxes | https://www.borderstates.com/All-Products/Electrical-Boxes-Cabinets-Enclosures-Racks/Electrical-Boxes-Box-Covers/Electrical-Boxes/Hazardous-Location-Boxes/Eaton-Crouse-Hinds-GUA-Series-Conduit-Outlet-Boxes/Eaton-Crouse-Hinds-GUA-Series-Conduit-Outlet-Boxes/p/179441 | OK | From border_states_round2 bookmarklet (csv-raw/csv-raw). Title: | 2026-04-30
1078025 | BUSHING CONDUIT 1/2" INSULATING POLYPROP | BUSHING CONDUIT 1/2" INSULATING POLYPROPYLENE FMPT | Border States Industries, Inc. DBA | 775712 | Electric & Electronics Supplies | Electrical conduit and accessories | Electrical conduit and accessories | Rigid conduit | EA | 15 | 1 | Eaton Crouse-Hinds | 931 | Eaton Crouse-Hinds Insulating Conduit Bushings 1/2 in Plastic Rigid/IMC Gray Threaded | https://www.borderstates.com/All-Products/Conduit-Cable-Management/Conduit-Conduit-Supports-Fittings/Conduit-Fittings-Bodies/Conduit-Accessories/Conduit-Bushings/Eaton-Crouse-Hinds-Insulating-Conduit-Bushings/Eaton-Crouse-Hinds-Insulating-Conduit-Bushings-1-2-in-Plastic-Rigid-IMC-Gray-Threaded/p/775712 | OK | From border_states_round2 bookmarklet (csv-raw/csv-raw). Title: | 2026-04-30
1078030 | BODY CONDULET 1" THREADED RIGID OUTLET B | BODY CONDULET 1" THREADED RIGID OUTLET BODY FORM 7 | WESCO DISTRIBUTION, INC | 99310061 | Electric & Electronics Supplies | Electrical boxes and enclosures | Electrical boxes and enclosures | Conduit outlet bodies | EA | 2 | 1 |  |  | WESCO | https://buy.wesco.com/fsearch?q=99310061 | NHR_NO_VENDOR_HIT | R3-P4: Wesco search returned no usable result anonymously (only 'WESCO' in title). Re-run round-1 bookmarklet from inside an active Wesco browsing session if MFG required. (prior: From wesco bookmarklet (none/none). Title: WESCO) | 2026-04-30
1078124 | LUBRICANT WIRE PULLING PASTE 1 QT SQUEEZ | LUBRICANT WIRE PULLING PASTE 1 QT SQUEEZE BOTTLE | Border States Industries, Inc. DBA | - | Industrial Supplies | Vending machines | Vending machines | Vending machines | EA | 4 | 1 |  |  | No Results ¦ Border States | https://www.borderstates.com/search?q=- | NHR_NO_VENDOR_HIT | R3-P4: Border States search captured but vendor now anti-bot-blocks autonomous refetch (Perfdrive captcha). Re-run round-1 bookmarklet in Chrome if MFG required. (prior: No useful page captured. Title: 'No Results ¦ Border States') | 2026-04-30
1078144 | PLUG MALE BLADE 2 POLE-3WIRE 20 AMPS 125 | PLUG MALE BLADE 2 POLE-3WIRE 20 AMPS 125 VAC NEMA 5-20 CONF WATERTITE | FASTENAL COMPANY | 734403 | Electric & Electronics Supplies | Electrical conduit fittings and accessories | Electrical conduit fittings and accessories | Conduit plugs | EA | 2 | 1 |  |  | Fastenal Industrial Supplies, OEM Fasteners, Safety Products & More | https://www.fastenal.com/product/details/734403 | NHR_DISCONTINUED | R3-P4: Fastenal catalog returned not-found / homepage redirect. PN likely discontinued. (prior: Vendor returned not-found page. Title: 'Fastenal Industrial Supplies, OEM Fasten) | 2026-04-30
1078220 | CABLE GROUNDING 1/4"DIA 1 BARE 6 X 42 PH | CABLE GROUNDING 1/4"DIA 1 BARE 6 X 42 PHOS BRONZE WIRE ROPE GRADE E | Border States Industries, Inc. DBA | 1078220 | Electric & Electronics Supplies | Electrical cable and accessories | Electrical cable and accessories | Signal cable | EA | 84 | 1 |  |  | No Results ¦ Border States | https://www.borderstates.com/search?q=1078220 | NHR_NO_VENDOR_HIT | R3-P4: Border States search captured but vendor now anti-bot-blocks autonomous refetch (Perfdrive captcha). Re-run round-1 bookmarklet in Chrome if MFG required. (prior: No useful page captured. Title: 'No Results ¦ Border States') | 2026-04-30
1078279 | TAPE DOUBLE COATED POLYETHYLENE FOAM 1/1 | TAPE DOUBLE COATED POLYETHYLENE FOAM 1/16" X 3/4" WIDE X 36 YARDS LONG | Border States Industries, Inc. DBA | 2120024307 | Industrial Supplies |  |  |  | EA | 5 | 2 | 3M | 4496 | No Results ¦ Border States | https://www.borderstates.com/search?q=2120024307 | OK | R4 web-research [conf:medium] 3M 4496 white double-coated PE foam tape 3/4x36yd 1/16 src:https://www.amazon.com/3M-4496W-3-Double-Coated-Polyethylene/dp/B000V4NOTE | 2026-04-30
1078414 | NIPPLE CONDUIT 3/4" X 2" RIGID ALUMINUM | NIPPLE CONDUIT 3/4" X 2" RIGID ALUMINUM THREADED BOTH ENDS | Border States Industries, Inc. DBA | 829860 | Pipes, Valves and Fittings (PVF) | Vending machines | Vending machines | Vending machines | EA | 11 | 2 |  | 34X2ALUMNIP | Generic Brand Rigid / IMC Threaded Nipples 3/4 x 2 in Aluminum Corrosion-resistant, Non-magnetic, Non-sparking | https://www.borderstates.com/All-Products/Conduit-Cable-Management/Conduit-Conduit-Supports-Fittings/Conduit-Fittings-Bodies/Conduit-Fittings/Metallic-Conduit-Fittings/Generic-Brand-Rigid-IMC-Threaded-Nipples/Generic-Brand-Rigid-IMC-Threaded-Nipples-3-4-x-2-in-Aluminum-Corrosion-resistant-Non-magnetic-Non-sparking/p/829860 | NHR_NO_VENDOR_HIT | R3-P4b: Border States product page captured but extraction yielded no MFG. Page may be a 'no match' redirect. (prior: From border_states_round2 bookmarklet (none/csv-raw). Title: ) | 2026-04-30
1078434 | HANGER CONDUIT OR PIPE 1-1/4" LIGHT DUTY | HANGER CONDUIT OR PIPE 1-1/4" LIGHT DUTY ELECTRO GALVANIZED FINISH | Border States Industries, Inc. DBA | 776242 | Electric & Electronics Supplies | Pipe fittings | Pipe fittings | Pipe hangers | EA | 50 | 1 | Eaton Crouse-Hinds |  | Eaton Crouse-Hinds Surface Mount Conduit Hangers | https://www.borderstates.com/All-Products/Conduit-Cable-Management/Conduit-Conduit-Supports-Fittings/Conduit-Supports/Conduit-Hangers-Clips/Eaton-Crouse-Hinds-Surface-Mount-Conduit-Hangers/Eaton-Crouse-Hinds-Surface-Mount-Conduit-Hangers/p/776242 | MFG_FROM_VENDOR_PAGE | From border_states_round2 bookmarklet (csv-raw/none). Title: | 2026-04-30
1078516 | CONDUIT FLEX 3/4" 100' ULTRATITE LIQUID- | CONDUIT FLEX 3/4" 100' ULTRATITE LIQUID-TIGHT FLEXIBLE STEEL TYPE UL | Border States Industries, Inc. DBA | 152503 | Electric & Electronics Supplies | Wire Raceways Conduit and Busways | Wire Raceways Conduit and Busways | Electrical conduit | FT | 200 | 1 |  | 34INEFLTLFMCFLXGRYNMT100C | Generic Brand EF Series Metallic Liquidtight Conduit 3/4 in 100 ft Gray | https://www.borderstates.com/All-Products/Conduit-Cable-Management/Conduit-Conduit-Supports-Fittings/Conduit/Liquid-Tight-Conduit/Generic-Brand-EF-Series-Metallic-Liquidtight-Conduit/Generic-Brand-EF-Series-Metallic-Liquidtight-Conduit-3-4-in-100-ft-Gray/p/152503 | NHR_NO_VENDOR_HIT | R3-P4b: Border States product page captured but extraction yielded no MFG. Page may be a 'no match' redirect. (prior: From border_states_round2 bookmarklet (none/csv-raw). Title: ) | 2026-04-30
1078756 | KIT GROMMET SIZE R FOR 15XTV-1-CT AUTO | KIT GROMMET SIZE R FOR 15XTV-1-CT AUTO HEAT TRACE (10/pkg) | Border States Industries, Inc. DBA | PMK-GR-10 | Electric & Electronics Supplies | Pipes and fittings | Pipes and fittings | Grommets | EA | 1 | 1 | nVent RAYCHEM | PMK-GR-10 | You searched for PMK-GR-10 | https://www.borderstates.com/search?q=PMK-GR-10 | OK | R4 web-research [conf:medium] vpn appears to be Raychem PMKG kit variant; 10/pkg src:https://www.borderstates.com/ | 2026-04-30
1078934 | BLOCK TERMINAL MEDIUM DUTY PHENOLIC FLAT | BLOCK TERMINAL MEDIUM DUTY PHENOLIC FLAT BASE TYPE TS TERMINAL WIRE #18- | GRAINGER INCORPORATED | 5B364 | Electric & Electronics Supplies | Electrical conduit fittings and accessories | Electrical conduit fittings and accessories | Terminal blocks | EA | 100 | 1 | SQUARE D | 9080GK6 | Surface Mounting Type, Screw Clamp Wire Termination, Terminal Block | https://www.grainger.com/product/5B364 | OK | From grainger bookmarklet (csv-raw/csv-raw). Title: | 2026-04-30
1079043 | CONDUIT RIGID ALUMINUM 3/4" 10 FT LENGTH | CONDUIT RIGID ALUMINUM 3/4" 10 FT LENGTH WITH ONE COUPLING | Border States Industries, Inc. DBA | 152173 | Electric & Electronics Supplies | Electrical conduit | Electrical conduit | PVC coated conduit | FT | 410 | 5 |  | 34ALUM10FT | Generic Brand Aluminum Conduit Rigid Conduit (ARC) 3/4 in 10 ft | https://www.borderstates.com/All-Products/Conduit-Cable-Management/Conduit-Conduit-Supports-Fittings/Conduit/Metallic-Conduit/Generic-Brand-Aluminum-Conduit-Rigid-Conduit-%28ARC%29/Generic-Brand-Aluminum-Conduit-Rigid-Conduit-%28ARC%29-3-4-in-10-ft/p/152173 | NHR_NO_VENDOR_HIT | R3-P4b: Border States product page captured but extraction yielded no MFG. Page may be a 'no match' redirect. (prior: From border_states_round2 bookmarklet (none/csv-raw). Title: ) | 2026-04-30
1079043 | CONDUIT RIGID ALUMINUM 3/4" 10 FT LENGTH | CONDUIT RIGID ALUMINUM 3/4" 10 FT LENGTH WITH ONE COUPLING | WESCO DISTRIBUTION, INC | 433303 | Electric & Electronics Supplies | Electrical conduit | Electrical conduit | PVC coated conduit | FT | 100 | 1 |  |  | WESCO | https://buy.wesco.com/fsearch?q=433303 | NHR_NO_VENDOR_HIT | R3-P4: Wesco search returned no usable result anonymously (only 'WESCO' in title). Re-run round-1 bookmarklet from inside an active Wesco browsing session if MFG required. (prior: From wesco bookmarklet (none/none). Title: WESCO) | 2026-04-30
1079096 | CONDUIT 1/2" ULTRATITE LIQUID-TIGHT FLEX | CONDUIT 1/2" ULTRATITE LIQUID-TIGHT FLEXIBLE STEEL TYPE UL SUNLIGHT | Border States Industries, Inc. DBA | 1477540 | Electric & Electronics Supplies | Wire Raceways Conduit and Busways | Wire Raceways Conduit and Busways | Electrical conduit | FT | 300 | 1 |  | 12INEFLTLFMCFLXGRY1000R | Generic Brand EF Series Metallic Liquidtight Conduit 1/2 in 1000 ft Gray | https://www.borderstates.com/All-Products/Conduit-Cable-Management/Conduit-Conduit-Supports-Fittings/Conduit/Liquid-Tight-Conduit/Generic-Brand-EF-Series-Metallic-Liquidtight-Conduit/Generic-Brand-EF-Series-Metallic-Liquidtight-Conduit-1-2-in-1000-ft-Gray/p/1477540 | NHR_NO_VENDOR_HIT | R3-P4b: Border States product page captured but extraction yielded no MFG. Page may be a 'no match' redirect. (prior: From border_states_round2 bookmarklet (none/csv-raw). Title: ) | 2026-04-30
1079096 | CONDUIT 1/2" ULTRATITE LIQUID-TIGHT FLEX | CONDUIT 1/2" ULTRATITE LIQUID-TIGHT FLEXIBLE STEEL TYPE UL SUNLIGHT | WESCO DISTRIBUTION, INC | 39412 | Electric & Electronics Supplies | Wire Raceways Conduit and Busways | Wire Raceways Conduit and Busways | Electrical conduit | FT | 200 | 1 | ANAMET ELECTRICAL | 39412 | Sealtite Liquidtight Flexible Metallic, Gray, 1/2 in. | https://buy.wesco.com/Cable-and-Wire-Management/Conduit/Flexible-Conduit/Liquidtight-Flexible-Conduit/ANAMET-ELECTRICAL/Liquidtight-Flexible-Metallic-Gray-1-2-in-/39412/p/71411839412-1?queryId=ogfsrzUoEU&signalPosition=1&signalId=G_495856&searchterm=39412&isSingleResult=true | OK | [Re-extracted from wesco title] From wesco bookmarklet (none/none). Title: ANAMET ELECTRICAL 39412 Liquidtight Flexible Conduit ¦ WESCO | 2026-04-30
1079098 | NIPPLE CONDUIT 3/4" X 5" RIGID ALUMINUM | NIPPLE CONDUIT 3/4" X 5" RIGID ALUMINUM THREADED BOTH ENDS | Border States Industries, Inc. DBA | ALNP075500 | Pipes, Valves and Fittings (PVF) | Vending machines | Vending machines | Vending machines | EA | 7 | 1 | Calbrite/Allied | ALNP075500 | No Results ¦ Border States | https://www.borderstates.com/search?q=ALNP075500 | OK | R4 web-research [conf:medium] vpn appears to be the manufacturer SKU (3/4 x 5 aluminum nipple); house-brand commodity src: | 2026-04-30
1079099 | NIPPLE CONDUIT 3/4" X 6" RIGID ALUMINUM | NIPPLE CONDUIT 3/4" X 6" RIGID ALUMINUM THREADED BOTH ENDS | Border States Industries, Inc. DBA | 829866 | Pipes, Valves and Fittings (PVF) | Vending machines | Vending machines | Vending machines | EA | 10 | 2 |  | 34X6ALUMNIP | Generic Brand Rigid / IMC Threaded Nipples 3/4 x 6 in Aluminum | https://www.borderstates.com/All-Products/Conduit-Cable-Management/Conduit-Conduit-Supports-Fittings/Conduit-Fittings-Bodies/Conduit-Fittings/Metallic-Conduit-Fittings/Generic-Brand-Rigid-IMC-Threaded-Nipples/Generic-Brand-Rigid-IMC-Threaded-Nipples-3-4-x-6-in-Aluminum/p/829866 | NHR_NO_VENDOR_HIT | R3-P4b: Border States product page captured but extraction yielded no MFG. Page may be a 'no match' redirect. (prior: From border_states_round2 bookmarklet (none/csv-raw). Title: ) | 2026-04-30
1079175 | WIRE INSULATION 16 GAUGE(0.062")SS SOLID | WIRE INSULATION 16 GAUGE(0.062")SS SOLID | ATLANTECH DISTRIBUTION, INC. | 16GA | Electric & Electronics Supplies | Electrical measuring and testing equipment and accessories | Electrical measuring and testing equipment and accessories | Voltage or current meters | EA | 60 | 1 | Atlan Tec | 16GA | WIRE INSULATION 16 GAUGE(0.062")SS SOLID |  | MFG_IS_VENDOR | Vendor IS the manufacturer (single-row direct-MFG vendor). Vendor PN treated as MFG PN. | 2026-04-29
1079192 | CONDUIT RIGID ALUMINUM 1" 10' LONG WITH | CONDUIT RIGID ALUMINUM 1" 10' LONG WITH ONE THREADED COUPLING | Border States Industries, Inc. DBA | 64990175 | Electric & Electronics Supplies | Wire Raceways Conduit and Busways | Wire Raceways Conduit and Busways | Electrical conduit | FT | 130 | 1 |  |  | No Results ¦ Border States | https://www.borderstates.com/search?q=64990175 | NHR_NO_VENDOR_HIT | R3-P4: Border States search captured but vendor now anti-bot-blocks autonomous refetch (Perfdrive captcha). Re-run round-1 bookmarklet in Chrome if MFG required. (prior: No useful page captured. Title: 'No Results ¦ Border States') | 2026-04-30
1079192 | CONDUIT RIGID ALUMINUM 1" 10' LONG WITH | CONDUIT RIGID ALUMINUM 1" 10' LONG WITH ONE THREADED COUPLING | GRAYBAR ELECTRIC CO INC | 64990175 | Electric & Electronics Supplies | Wire Raceways Conduit and Busways | Wire Raceways Conduit and Busways | Electrical conduit | FT | 200 | 1 | Graybar house brand | 1-ALUM | Search Results List Page ¦ Graybar | https://www.graybar.com/search?text=64990175 | OK | R4 web-research [conf:low] Graybar Vendor 1-ALUM rigid aluminum conduit 1in (likely Wheatland/Allied); house-brand commodity src:https://www.graybar.com/rigid-aluminum-conduit-1-in-x-10-ft-/p/88272920 | 2026-04-30
1079193 | CONDUIT FLEX 1" ULTRATITE LIQUID-TIGHT F | CONDUIT FLEX 1" ULTRATITE LIQUID-TIGHT FLEXIBLE STEEL TYPE UL SUNLIGHT | GRAYBAR ELECTRIC COMPANY | 95076727 | Electric & Electronics Supplies | Wire Raceways Conduit and Busways | Wire Raceways Conduit and Busways | Electrical conduit | FT | 100 | 1 |  | EF 1 GRY 100FT COIL | PVC-Coated Galvanized Steel Type EF Gray Liquidtight Conduit, 1 in., 100 ft. | https://www.graybar.com/p/95076727 | NHR_HOUSE_BRAND | R5: Graybar /p/95076727 direct-fetch confirmed Graybar Vendor (house brand). PN 'EF 1 GRY 100FT COIL' kept. | 2026-04-30
1079248 | COVER ELECBOX 3-1/2"X 5" TWO PUSH BUTTON | COVER ELECBOX 3-1/2" X 5" TWO PUSH BUTTON FRONT OPERATED EXPLOSION PROOF | Border States Industries, Inc. DBA | DSD922 | Electric & Electronics Supplies | Electrical boxes and enclosures | Electrical boxes and enclosures | Cover plates | EA | 2 | 1 | Eaton Crouse-Hinds | DSD922 | Eaton Crouse-Hinds Control Station Cover and Push Button Device Sub-assemblies | https://www.borderstates.com/All-Products/Automation-Control/Industrial-Push-Buttons-Pilot-Lights-Control-Stations/Control-Stations-Enclosures-Pendants/Pendant-Control-Stations/Eaton-Crouse-Hinds-Control-Station-Cover-and-Push-Button-Device-Sub-assemblies/Eaton-Crouse-Hinds-Control-Station-Cover-and-Push-Button-Device-Sub-assemblies/p/222289 | OK | From border_states_round2 bookmarklet (csv-raw/csv-raw). Title: | 2026-04-30
1079508 | PLATE WALL SMOOTH LINE TWO GANG DUPLEX R | PLATE WALL SMOOTH LINE TWO GANG DUPLEX RECEPTACLE 4-1/2"WD X 4-1/2"LONG | GRAINGER INCORPORATED | 55KT38 | Electric & Electronics Supplies | Electrical hardware and supplies | Electrical hardware and supplies | Wall plates | EA | 2 | 2 | HUBBELL | P82I | Duplex Outlet, 2 Gang, Wall Plate | https://www.grainger.com/product/55KT38 | OK | From grainger bookmarklet (csv-raw/csv-raw). Title: | 2026-04-30
1079568 | COVER ELECTRICAL BOX HANDY BOX STEEL 4" | COVER ELECTRICAL BOX HANDY BOX STEEL 4" X 2-1/8" DUPLEX RECEPTACLE | GRAYBAR ELECTRIC COMPANY | TP616 | Electric & Electronics Supplies | Electrical boxes and enclosures | Electrical boxes and enclosures | Cover plates | EA | 2 | 1 | Crouse-Hinds (Eaton) | TP616 | Search Results List Page ¦ Graybar | https://www.graybar.com/search?text=TP616 | OK | R4 web-research [conf:high] Crouse-Hinds TP616 utility box duplex cover src:https://www.graybar.com/utility-box-cover-steel-ul-listed-1-4-in-raised-1-duplex-receptacle/p/94048236 | 2026-04-30
1079574 | WIRE ELECTRICAL 14AWG BLUE THHN-THWN STR | WIRE ELECTRICAL 14AWG BLUE THHN-THWN STRANDED COPPER BLDG WIRE 600 VOLT | Border States Industries, Inc. DBA | 155918 | Electric & Electronics Supplies | Electrical wire | Electrical wire | Electrical wire | EA | 500 | 1 |  | THHN14BLU19STRCU4500CTN | Generic Brand Stranded Copper THHN Jacketed Wire 14 AWG 500 ft Carton Blue | https://www.borderstates.com/All-Products/Wire-Cable/Building-Wire/THHN-Wire/Generic-Brand-Stranded-Copper-THHN-Jacketed-Wire/Generic-Brand-Stranded-Copper-THHN-Jacketed-Wire-14-AWG-500-ft-Carton-Blue/p/155918 | NHR_NO_VENDOR_HIT | R3-P4b: Border States product page captured but extraction yielded no MFG. Page may be a 'no match' redirect. (prior: From border_states_round2 bookmarklet (none/csv-raw). Title: ) | 2026-04-30
1079576 | WIRE ELECTRICAL 4AWG BLACK THHN-THWN STR | WIRE ELECTRICAL 4AWG BLACK THHN-THWN STRANDED COPPER BLDG WIRE 600 VOLT | Border States Industries, Inc. DBA | 2251602 | Electric & Electronics Supplies | Electrical wire | Electrical wire | Electrical wire | EA | 500 | 1 |  | SSTHHN4BLK19STRCU5000R | Generic Brand Stranded Copper THHN Jacketed Wire 4 AWG 5000 ft Reel Black | https://www.borderstates.com/All-Products/Wire-Cable/Building-Wire/THHN-Wire/Generic-Brand-Stranded-Copper-THHN-Jacketed-Wire/Generic-Brand-Stranded-Copper-THHN-Jacketed-Wire-4-AWG-5000-ft-Reel-Black/p/2251602 | NHR_NO_VENDOR_HIT | R3-P4b: Border States product page captured but extraction yielded no MFG. Page may be a 'no match' redirect. (prior: From border_states_round2 bookmarklet (none/csv-raw). Title: ) | 2026-04-30
1079578 | WIRE ELECTRICAL 2AWG 7 STRANDS GROUNING | WIRE ELECTRICAL 2AWG 7 STRANDS GROUNING BARE COPPER | GRAYBAR ELECTRIC COMPANY | BARE-CU-SD-27STR-CUTREEL | Electric & Electronics Supplies | Electrical wire | Electrical wire | Insulated or covered wire | EA | 50 | 1 |  |  | Search Results List Page ¦ Graybar | https://www.graybar.com/search?text=BARE-CU-SD-27STR-CUTREEL | NHR_NO_VENDOR_HIT | R3-P4b: Graybar search refetched in round-3 but no PN-match found in result tiles; likely no real product exists for this vendor PN. (prior: Auto-extract pollution removed (matched "Part Number only" placeholder). Re-run ) | 2026-04-30
1079635 | WIRE ELECTRICAL 14AWG BLACK THHN-THWN ST | WIRE ELECTRICAL 14AWG BLACK THHN-THWN STRANDED COPPER BLDG WIRE 600 VOLT | FASTENAL COMPANY | 700345 | Electric & Electronics Supplies | Electrical wire and cable and harness | Electrical wire and cable and harness | Building wire | PKG | 2 | 1 |  |  | Fastenal Industrial Supplies, OEM Fasteners, Safety Products & More | https://www.fastenal.com/product/details/700345 | NHR_DISCONTINUED | R3-P4: Fastenal catalog returned not-found / homepage redirect. PN likely discontinued. (prior: Vendor returned not-found page. Title: 'Fastenal Industrial Supplies, OEM Fasten) | 2026-04-30
1079640 | WIRE ELECTRICAL 10AWG BLACK THHN-THWN ST | WIRE ELECTRICAL 10AWG BLACK THHN-THWN STRANDED COPPER BLDG WIRE 600 VOLT | Border States Industries, Inc. DBA | 0 | Electric & Electronics Supplies | Electrical wire | Electrical wire | Insulated or covered wire | EA | 1 | 1 | Dottie |  | Dottie Insulating Anti-short Conduit Bushings 5/16 in Plastic AC/MC Red Push-in | https://www.borderstates.com/All-Products/Conduit-Cable-Management/Conduit-Conduit-Supports-Fittings/Conduit-Fittings-Bodies/Conduit-Accessories/Conduit-Bushings/Dottie-Insulating-Anti-short-Conduit-Bushings/Dottie-Insulating-Anti-short-Conduit-Bushings-5-16-in-Plastic-AC-MC-Red-Push-in/p/112749 | MFG_FROM_VENDOR_PAGE | From border_states_round2 bookmarklet (csv-raw/none). Title: | 2026-04-30
1079640 | WIRE ELECTRICAL 10AWG BLACK THHN-THWN ST | WIRE ELECTRICAL 10AWG BLACK THHN-THWN STRANDED COPPER BLDG WIRE 600 VOLT | FASTENAL COMPANY | 700375 | Electric & Electronics Supplies | Electrical wire | Electrical wire | Insulated or covered wire | PKG | 1 | 1 |  |  | unknown ¦ Fastenal | https://www.fastenal.com/product/details/700375 | NHR_HOUSE_BRAND | R3-P4: Fastenal non-catalog stub: 'Fastenal Approved Vendor' placeholder, no MFG attribution. House-brand or one-off SKU. (prior: Vendor page captured; auto-extract found no MFG/PN. Title: 'unknown ¦ Fastenal') | 2026-04-30
1079784 | LOCKOUT SINGLE POLE CIRCUIT BREAKER 120V | LOCKOUT SINGLE POLE CIRCUIT BREAKER 120VAC | FASTENAL COMPANY | 15839-00208 | Electric & Electronics Supplies | Safety control devices | Safety control devices | Circuit breaker lockouts | EA | 7 | 1 |  | 120VAC | LOCKOUT SINGLE POLE CIRCUIT BREAKER 120VAC ¦ Fastenal | https://www.fastenal.com/product/details/15839-00208 | NHR_HOUSE_BRAND | R3-P4: Fastenal product page has descriptive name but Manufacturer = 'Fastenal Approved Vendor'. No public MFG attribution. (prior: Vendor page captured; auto-extract found no MFG/PN. Title: 'LOCKOUT SINGLE POLE ) | 2026-04-30
1079834 | WIRE CABLE YELLOW FLAT 4 CONDUCTOR #10AW | WIRE CABLE YELLOW FLAT 4 CONDUCTOR #10AWG FOR FESTOON CABLE NEEDS TO BE | Border States Industries, Inc. DBA | FC11004 | Electric & Electronics Supplies | Electrical wire | Electrical wire | Electrical wire | EA | 100 | 1 | TPC Wire & Cable | FC11004 | No Results ¦ Border States | https://www.borderstates.com/search?q=FC11004 | OK | R4 web-research [conf:medium] vpn FC11004 likely TPC festoon cable PN src:https://prowireandcable.com/10-awg-4-conductors-flat-festoon-yellow/ | 2026-04-30
1079840 | CONNECTOR PORTABLE CORD 1/2" STRAIGHT MA | CONNECTOR PORTABLE CORD 1/2" STRAIGHT MALE THREAD WATERTGHT (.125 TO | Border States Industries, Inc. DBA | 125089 | Electric & Electronics Supplies | Wire Raceways Conduit and Busways | Wire Raceways Conduit and Busways | Electrical conduit | EA | 4 | 1 | Eaton Crouse-Hinds | CGB192 | Eaton Crouse-Hinds CGB Series Liquidtight Strain Relief Cord Connectors 1/2 in Steel 0.125 - 0.250 in | https://www.borderstates.com/All-Products/Conduit-Cable-Management/Cable-Cord-Connectors/Cord-Grips/Eaton-Crouse-Hinds-CGB-Series-Liquidtight-Strain-Relief-Cord-Connectors/Eaton-Crouse-Hinds-CGB-Series-Liquidtight-Strain-Relief-Cord-Connectors-1-2-in-Steel-0-125---0-250-in/p/125089 | OK | From border_states_round2 bookmarklet (csv-raw/csv-raw). Title: | 2026-04-30
1079863 | BUSHING CONDUIT 1/4" X 3/8" CORD RANGE | BUSHING CONDUIT 1/4" X 3/8" CORD RANGE NEOPRENE | Border States Industries, Inc. DBA | 125013 | Electric & Electronics Supplies | Electrical conduit and accessories | Electrical conduit and accessories | Rigid conduit | EA | 2 | 1 | Eaton Crouse-Hinds | BUSH93 | Eaton Crouse-Hinds CGB Series Cord Connector Insulating Bushings | https://www.borderstates.com/All-Products/Conduit-Cable-Management/Cable-Cord-Connectors/Cable-Cord-Connector-Accessories/Eaton-Crouse-Hinds-CGB-Series-Cord-Connector-Insulating-Bushings/Eaton-Crouse-Hinds-CGB-Series-Cord-Connector-Insulating-Bushings/p/125013 | OK | From border_states_round2 bookmarklet (csv-raw/csv-raw). Title: | 2026-04-30
1079937 | CONNECTOR 8" X 12" LONG WHITE NEOPRENE F | CONNECTOR 8" X 12" LONG WHITE NEOPRENE FLEXIBLE SPOUT FOR SWECO | Border States Industries, Inc. DBA | S48W01904 | Electric & Electronics Supplies | Pipes and fittings | Pipes and fittings | Flexible connectors | EA | 1 | 1 | Sweco | S48W01904 | No Results ¦ Border States | https://www.borderstates.com/search?q=S48W01904 | OK | R4 web-research [conf:high] Sweco S48W01904 8in white neoprene spout connector src:https://famaga.com/catalog/sweco/id5704949_s48w01904 | 2026-04-30
1079951 | NIPPLE CONDUIT 3/4" X CLOSE RIGID ALUMIN | NIPPLE CONDUIT 3/4" X CLOSE RIGID ALUMINUM THREADED BOTH ENDS | Border States Industries, Inc. DBA | 109208 | Pipes, Valves and Fittings (PVF) | Vending machines | Vending machines | Vending machines | EA | 27 | 1 |  | 34XCLOSEX138GALVNIP | Generic Brand Rigid / IMC Threaded Nipples 3/4 in x Close Steel | https://www.borderstates.com/All-Products/Conduit-Cable-Management/Conduit-Conduit-Supports-Fittings/Conduit-Fittings-Bodies/Conduit-Fittings/Metallic-Conduit-Fittings/Generic-Brand-Rigid-IMC-Threaded-Nipples/Generic-Brand-Rigid-IMC-Threaded-Nipples-3-4-in-x-Close-Steel/p/109208 | NHR_NO_VENDOR_HIT | R3-P4b: Border States product page captured but extraction yielded no MFG. Page may be a 'no match' redirect. (prior: From border_states_round2 bookmarklet (none/csv-raw). Title: ) | 2026-04-30
1079965 | CORD STRIP ELECTRICAL OUTLET EXTRA HEAVY | CORD STRIP ELECTRICAL OUTLET EXTRA HEAVY DUTY WITH 6 OUTLETS MASTER | Border States Industries, Inc. DBA | WSP600-PLF-10BK | Electric & Electronics Supplies | Electrical conduit fittings and accessories | Electrical conduit fittings and accessories | Electrical receptacles | EA | 4 | 1 | Weltron | WSP-600PLF-10BK | No Results ¦ Border States | https://www.borderstates.com/search?q=WSP600-PLF-10BK | OK | R4 web-research [conf:high] Weltron 6-outlet 10ft surge strip src:https://www.amazon.com/Weltron-Mount-Outlet-Protector-WSP-600PLF-10BK/dp/B07HLTB1JD | 2026-04-30
1079966 | TIES CABLE LENGTH 14.5" X .140" WIDE (BD | TIES CABLE LENGTH 14.5" X .140" WIDE (BDL= 1000) WIDTH.140" DIA RANGE | FASTENAL COMPANY | 729752 | Electric & Electronics Supplies | Electrical hardware and supplies | Electrical hardware and supplies | Cable ties | PKG | 92 | 2 |  |  | Fastenal Industrial Supplies, OEM Fasteners, Safety Products & More | https://www.fastenal.com/product/details/729752 | NHR_DISCONTINUED | R3-P4: Fastenal catalog returned not-found / homepage redirect. PN likely discontinued. (prior: Vendor returned not-found page. Title: 'Fastenal Industrial Supplies, OEM Fasten) | 2026-04-30
1080089 | WIRE ELECTRICAL 10AWG WHITE THHN-THWN ST | WIRE ELECTRICAL 10AWG WHITE THHN-THWN STRANDED COPPER BLDG WIRE 600 VOLT | Border States Industries, Inc. DBA | 156229 | Electric & Electronics Supplies | Electrical wire | Electrical wire | Electrical wire | EA | 1 | 1 |  | THHN10WHT19STRCU2500CTN | Generic Brand Stranded Copper THHN Jacketed Wire 10 AWG 500 ft Carton White | https://www.borderstates.com/All-Products/Wire-Cable/Building-Wire/THHN-Wire/Generic-Brand-Stranded-Copper-THHN-Jacketed-Wire/Generic-Brand-Stranded-Copper-THHN-Jacketed-Wire-10-AWG-500-ft-Carton-White/p/156229 | NHR_NO_VENDOR_HIT | R3-P4b: Border States product page captured but extraction yielded no MFG. Page may be a 'no match' redirect. (prior: From border_states_round2 bookmarklet (none/csv-raw). Title: ) | 2026-04-30
1080090 | WIRE ELECTRICAL 10AWG RED THHN-THWN STRA | WIRE ELECTRICAL 10AWG RED THHN-THWN STRANDED COPPER BLDG WIRE 600 VOLT | FASTENAL COMPANY | 700377 | Electric & Electronics Supplies | Electrical wire and cable and harness | Electrical wire and cable and harness | Building wire | PKG | 1 | 1 |  |  | Fastenal Industrial Supplies, OEM Fasteners, Safety Products & More | https://www.fastenal.com/product/details/700377 | NHR_DISCONTINUED | R3-P4: Fastenal catalog returned not-found / homepage redirect. PN likely discontinued. (prior: Vendor returned not-found page. Title: 'Fastenal Industrial Supplies, OEM Fasten) | 2026-04-30
1080101 | CABLE POWER 2-3 3 #2 STRANDED COPPER CON | CABLE POWER 2-3 3 #2 3AWG STRANDED COPPER CONDUCTORS TYPE G OR G-GC | Border States Industries, Inc. DBA | B60203 | Electric & Electronics Supplies | Electrical cable and accessories | Electrical cable and accessories | Power cable | FT | 300 | 1 | Omni Cable | B60203 | No Results ¦ Border States | https://www.borderstates.com/search?q=B60203 | OK | R4 web-research [conf:high] Omni Cable B60203 = 2 AWG 3C Type GGC src:https://www.rexelusa.com/p/1109000/omni-cable/type-ggc-portable-cord-flexible-3-2-awg-black/b60203 | 2026-04-30
1080175 | WIRE ELECTRICAL 12-3 PORTABLE CORD 3 #12 | WIRE ELECTRICAL 12-3 PORTABLE CORD 3 #12 COPPER CONDUCTOR YELLOW VU-TRON | Border States Industries, Inc. DBA | B11203-V 12/3C SOOW VUTRON YELLOW | Electric & Electronics Supplies | Electrical wire | Electrical wire | Electrical wire | EA | 250 | 1 | Service Wire (VU-Tron) | B11203-V | No Results ¦ Border States | https://www.borderstates.com/search?q=B11203-V%2012/3C%20SOOW%20VUTRON%20YELLOW | OK | R4 web-research [conf:medium] description states VU-TRON 12/3 SOOW; Service Wire MFG PN VUTron yellow src: | 2026-04-30
1080265 | WIRE ELECTRICAL 14AWG GREEN THHN-THWN ST | WIRE ELECTRICAL 14AWG GREEN THHN-THWN STRANDED COPPER BLDG WIRE 600 VOLT | WESCO DISTRIBUTION, INC | GRFTFH | Electric & Electronics Supplies | Electrical wire | Electrical wire | Electrical wire | EA | 500 | 1 |  |  | WESCO | https://buy.wesco.com/fsearch?q=GRFTFH | NHR_NO_VENDOR_HIT | R3-P4: Wesco search returned no usable result anonymously (only 'WESCO' in title). Re-run round-1 bookmarklet from inside an active Wesco browsing session if MFG required. (prior: From wesco bookmarklet (none/none). Title: WESCO) | 2026-04-30
1080273 | WIRE ELECTRICAL 3AWG BLACK THHN-THWN STR | WIRE ELECTRICAL 3AWG BLACK THHN-THWN STRANDED COPPER BLDG WIRE 600 VOLT | FASTENAL COMPANY | 700398 | Electric & Electronics Supplies | Electrical wire and cable and harness | Electrical wire and cable and harness | Building wire | EA | 500 | 1 |  |  | Fastenal Industrial Supplies, OEM Fasteners, Safety Products & More | https://www.fastenal.com/product/details/700398 | NHR_DISCONTINUED | R3-P4: Fastenal catalog returned not-found / homepage redirect. PN likely discontinued. (prior: Vendor returned not-found page. Title: 'Fastenal Industrial Supplies, OEM Fasten) | 2026-04-30
1080559 | PICK ICE CARBON STEEL WOOD HANDLE | PICK ICE CARBON STEEL WOOD HANDLE | Border States Industries, Inc. DBA | 1001 ICE PICK WOOD HANDLE | Hand Tools | Vending machines | Vending machines | Vending machines | EA | 6 | 1 |  |  | No Results ¦ Border States | https://www.borderstates.com/search?q=1001%20ICE%20PICK%20WOOD%20HANDLE | NHR_NO_VENDOR_HIT | R3-P4: Border States search captured but vendor now anti-bot-blocks autonomous refetch (Perfdrive captcha). Re-run round-1 bookmarklet in Chrome if MFG required. (prior: No useful page captured. Title: 'No Results ¦ Border States') | 2026-04-30
1080747 | DEGREASER AND PRECISION CLEANING AGENT E | DEGREASER AND PRECISION CLEANING AGENT E SERIES CFC FREE ELECTRO-WASH | Border States Industries, Inc. DBA | 936574 | Industrial Supplies | Industrial cleaning supplies | Industrial cleaning supplies | Electrical contact cleaners | EA | 8 | 1 | Gentex PureFlo | PR02026SP | No Results ¦ Border States | https://www.borderstates.com/search?q=936574 | OK | R5 deep-search [conf:high] description matches PureFlo ESM+ HE/HF/HC filter exactly src:https://shop.gentexcorp.com/pureflo-esm-papr-filter-range/ | 2026-04-30
1080755 | LIGHT STROBE GREEN GLOBE 120 VAC EXPLOSI | LIGHT STROBE GREEN GLOBE 120 VAC EXPLOSION PROOF CLASS I DIV 2 GP | Border States Industries, Inc. DBA | LD15ULACGWPTN | Electric & Electronics Supplies | Audible and visual signaling devices | Audible and visual signaling devices | Strobe lights | EA | 1 | 1 |  |  | No Results ¦ Border States | https://www.borderstates.com/search?q=LD15ULACGWPTN | NHR_NO_VENDOR_HIT | R3-P4: Border States search captured but vendor now anti-bot-blocks autonomous refetch (Perfdrive captcha). Re-run round-1 bookmarklet in Chrome if MFG required. (prior: No useful page captured. Title: 'No Results ¦ Border States') | 2026-04-30
1080822 | TAPE BARRICADE RED 3" X 1000" REGULAR RE | TAPE BARRICADE RED 3" X 1000" REGULAR RED WITH BLACK IMPRINT-"ENTRY | Border States Industries, Inc. DBA | Y93402 | Safety / PPE |  |  |  | EA | 74 | 1 |  |  | No Results ¦ Border States | https://www.borderstates.com/search?q=Y93402 | NHR_NO_VENDOR_HIT | R3-P4: Border States search captured but vendor now anti-bot-blocks autonomous refetch (Perfdrive captcha). Re-run round-1 bookmarklet in Chrome if MFG required. (prior: No useful page captured. Title: 'No Results ¦ Border States') | 2026-04-30
1080908 | WIRE ELECTRICAL 14AWG RED THHN-THWN STRA | WIRE ELECTRICAL 14AWG RED THHN-THWN STRANDED COPPER BLDG WIRE 600 VOLT | Border States Industries, Inc. DBA | - | Electric & Electronics Supplies | Electrical wire | Electrical wire | Electrical wire | EA | 1000 | 1 |  |  | No Results ¦ Border States | https://www.borderstates.com/search?q=- | NHR_NO_VENDOR_HIT | R3-P4: Border States search captured but vendor now anti-bot-blocks autonomous refetch (Perfdrive captcha). Re-run round-1 bookmarklet in Chrome if MFG required. (prior: No useful page captured. Title: 'No Results ¦ Border States') | 2026-04-30
1080911 | WIRE 14-3 TRAY CABLE 3#14AWG THHN-THWN C | WIRE 14-3 TRAY CABLE 3#14AWG THHN-THWN CONDUCTORS COPPER 600 VOLT TYPE | Border States Industries, Inc. DBA | 740675 | Electric & Electronics Supplies | Electrical wire | Electrical wire | Tray cable | EA | 1000 | 1 |  | 143CWOGTCCUTHHNPVCER600VE21K | Copper THHN Control Tray Cable 14/3C E2 Without Ground 1000 ft Reel | https://www.borderstates.com/All-Products/Wire-Cable/Tray-Cable/Control-Cables/Generic-Brand-Unshielded-Control-Cable/Copper-THHN-Control-Tray-Cable-14-3C-E2-Without-Ground-1000-ft-Reel/p/740675 | NHR_NO_VENDOR_HIT | R3-P4b: Border States product page captured but extraction yielded no MFG. Page may be a 'no match' redirect. (prior: From border_states_round2 bookmarklet (none/csv-raw). Title: ) | 2026-04-30
1080914 | CABLE 20 GAUGE 1 PAIR TINNED COPPER STRA | CABLE 20 GAUGE 1 PAIR TINNED COPPER STRANDED CONDUCTORS POLYPROPYLENE | Border States Industries, Inc. DBA | D12002 | Electric & Electronics Supplies | Electrical cable and accessories | Electrical cable and accessories | Signal cable | EA | 2 | 2 | Belden | 9320 | No Results ¦ Border States | https://www.borderstates.com/search?q=D12002 | OK | R4 web-research [conf:low] no result for D12002; Belden 9320 closest match on specs (20AWG 1pr 300V) but not confirmed src: | 2026-04-30
1081013 | LABEL VINYL CLOTH WRITE ON "ACCEPTED" | LABEL VINYL CLOTH WRITE ON "ACCEPTED" | Border States Industries, Inc. DBA | W02B502 | Packaging | Vending machines | Vending machines | Vending machines | EA | 5 | 1 |  |  | No Results ¦ Border States | https://www.borderstates.com/search?q=W02B502 | NHR_NO_VENDOR_HIT | R3-P4: Border States search captured but vendor now anti-bot-blocks autonomous refetch (Perfdrive captcha). Re-run round-1 bookmarklet in Chrome if MFG required. (prior: No useful page captured. Title: 'No Results ¦ Border States') | 2026-04-30
1081017 | WIRE ELECTRICAL 10AWG GREEN THHN-THWN ST | WIRE ELECTRICAL 10AWG GREEN THHN-THWN STRANDED COPPER BLDG WIRE 600 VOLT | Border States Industries, Inc. DBA | 0 | Electric & Electronics Supplies | Electrical wire | Electrical wire | Electrical wire | EA | 2 | 1 | Dottie |  | Dottie Insulating Anti-short Conduit Bushings 5/16 in Plastic AC/MC Red Push-in | https://www.borderstates.com/All-Products/Conduit-Cable-Management/Conduit-Conduit-Supports-Fittings/Conduit-Fittings-Bodies/Conduit-Accessories/Conduit-Bushings/Dottie-Insulating-Anti-short-Conduit-Bushings/Dottie-Insulating-Anti-short-Conduit-Bushings-5-16-in-Plastic-AC-MC-Red-Push-in/p/112749 | MFG_FROM_VENDOR_PAGE | From border_states_round2 bookmarklet (csv-raw/none). Title: | 2026-04-30
1081023 | WIRE 14-5 TRAY CABLE 5#14AWG THHN-THWN C | WIRE 14-5 TRAY CABLE 5#14AWG THHN-THWN CONDUCTORS COPPER 600 VOLT TYPE | Border States Industries, Inc. DBA | VNTC145E2 | Electric & Electronics Supplies | Electrical wire | Electrical wire | Tray cable | EA | 600 | 2 | Belden / OmniCable / generic | VNTC145E2 | No Results ¦ Border States | https://www.borderstates.com/search?q=VNTC145E2 | OK | R4 web-research [conf:medium] vpn matches generic VNTC145 tray cable; commodity src:https://www.rexelusa.com/p/122418/14-5-thhn-thwn-unshielded-tray-cable-type-vntc/vntc145 | 2026-04-30
1081023 | WIRE 14-5 TRAY CABLE 5#14AWG THHN-THWN C | WIRE 14-5 TRAY CABLE 5#14AWG THHN-THWN CONDUCTORS COPPER 600 VOLT TYPE | WESCO DISTRIBUTION, INC | VNTC145E2 | Electric & Electronics Supplies | Electrical wire | Electrical wire | Tray cable | EA | 300 | 1 | General Cable/Carol/Omni | VNTC145E2 | WESCO | https://buy.wesco.com/fsearch?q=VNTC145E2 | OK | R4 web-research [conf:medium] VNTC145E2 is industry-standard nomenclature - 14AWG 5C VNTC 600V; multiple mfgs src:https://prowireandcable.com/14-awg-5-conductors-vntc-non-shielded-tray-cable-extended-run/ | 2026-04-30
1081027 | CORD EXTENSION 10' #16-3 CONDUCTORS TYPE | CORD EXTENSION 10' #16-3 CONDUCTORS TYPE SJ RUBBER | FASTENAL COMPANY | 797910 | Electric & Electronics Supplies | Electrical wire and cable | Electrical wire and cable | Extension cords | EA | 2 | 1 |  |  | Fastenal Industrial Supplies, OEM Fasteners, Safety Products & More | https://www.fastenal.com/product/details/797910 | NHR_DISCONTINUED | R3-P4: Fastenal catalog returned not-found / homepage redirect. PN likely discontinued. (prior: Vendor returned not-found page. Title: 'Fastenal Industrial Supplies, OEM Fasten) | 2026-04-30
1081319 | PLUG ELECTRICAL CONNECTOR FEMALE WITH CO | PLUG ELECTRICAL CONNECTOR FEMALE WITH CORD GRIPS ARMORED STRAIGHT BLADE | FASTENAL COMPANY | 15839-00035 | Electric & Electronics Supplies | Electrical conduit fittings and accessories | Electrical conduit fittings and accessories | Conduit plugs | EA | 10 | 1 |  |  | PLUG ELECTRICAL CONNECTOR FEMALE WITH CORD GRIPS ARMORED STRAIGHT BLADE 15A 125V AC ¦ Fastenal | https://www.fastenal.com/product/details/15839-00035 | NHR_HOUSE_BRAND | R3-P4: Fastenal product page has descriptive name but Manufacturer = 'Fastenal Approved Vendor'. No public MFG attribution. (prior: Vendor page captured; auto-extract found no MFG/PN. Title: 'PLUG ELECTRICAL CONN) | 2026-04-30
1081325 | CONDULET CONDUIT 3/4" WITH 3" DIAMETER C | CONDULET CONDUIT 3/4" WITH 3" DIAMETER COVER EXPLOSION PROOF | Border States Industries, Inc. DBA | 211140 | Electric & Electronics Supplies | Wire Raceways Conduit and Busways | Wire Raceways Conduit and Busways | Electrical conduit | EA | 11 | 3 | Eaton Crouse-Hinds | GUA26 | Eaton Crouse-Hinds GUA Series Conduit Outlet Boxes Malleable Iron | https://www.borderstates.com/All-Products/Electrical-Boxes-Cabinets-Enclosures-Racks/Electrical-Boxes-Box-Covers/Electrical-Boxes/Hazardous-Location-Boxes/Eaton-Crouse-Hinds-GUA-Series-Conduit-Outlet-Boxes/Eaton-Crouse-Hinds-GUA-Series-Conduit-Outlet-Boxes-Malleable-Iron/p/211140 | OK | From border_states_round2 bookmarklet (csv-raw/csv-raw). Title: | 2026-04-30
1081325 | CONDULET CONDUIT 3/4" WITH 3" DIAMETER C | CONDULET CONDUIT 3/4" WITH 3" DIAMETER COVER EXPLOSION PROOF | WESCO DISTRIBUTION, INC | GUAC26 | Electric & Electronics Supplies | Wire Raceways Conduit and Busways | Wire Raceways Conduit and Busways | Electrical conduit | EA | 4 | 1 | Crouse-Hinds (Eaton) | GUAC26 | WESCO | https://buy.wesco.com/fsearch?q=GUAC26 | OK | R4 web-research [conf:high] Crouse-Hinds GUAC26 condulet (2) 3/4 hubs 3in cover src:https://www.eaton.com/us/en-us/skuPage.GUAC26.html | 2026-04-30
1081331 | TAPE ELECTRICAL 3/4"W X 66'L X .007" THK | TAPE ELECTRICAL 3/4"W X 66'L X .007" THK ROLL GLASS CLOTH WHITE 130 DEG | FASTENAL COMPANY | 702625 | Electric & Electronics Supplies | Electrical Tapes | Adhesive tapes | Electrical insulating tapes | PKG | 4 | 3 | 3M | Scotch 27 | Fastenal Industrial Supplies, OEM Fasteners, Safety Products & More | https://www.fastenal.com/product/details/702625 | OK | R4 web-research [conf:medium] 3/4 x 66ft white glass cloth tape 130C matches 3M 27 src: | 2026-04-30
1081391 | WIRE INSULATION 18 GAUGE STAINLESS STEEL | WIRE INSULATION 18 GAUGE STAINLESS STEEL SOLID. (10 POUNDS PER PACK) | ATLAN TEC INC | SSW18 | Electric & Electronics Supplies | Electrical measuring and testing equipment and accessories | Electrical measuring and testing equipment and accessories | Voltage or current meters | EA | 2 | 1 | Atlan Tec | SSW18 | WIRE INSULATION 18 GAUGE STAINLESS STEEL |  | MFG_IS_VENDOR | Vendor IS the manufacturer (single-row direct-MFG vendor). Vendor PN treated as MFG PN. | 2026-04-29
1081391 | WIRE INSULATION 18 GAUGE STAINLESS STEEL | WIRE INSULATION 18 GAUGE STAINLESS STEEL SOLID. (10 POUNDS PER PACK) | ATLANTECH DISTRIBUTION, INC. | SSW18 | Electric & Electronics Supplies | Electrical measuring and testing equipment and accessories | Electrical measuring and testing equipment and accessories | Voltage or current meters | EA | 51 | 5 | Atlan Tec | SSW18 | WIRE INSULATION 18 GAUGE STAINLESS STEEL |  | MFG_IS_VENDOR | Vendor IS the manufacturer (single-row direct-MFG vendor). Vendor PN treated as MFG PN. | 2026-04-29
1081391 | WIRE INSULATION 18 GAUGE STAINLESS STEEL | WIRE INSULATION 18 GAUGE STAINLESS STEEL SOLID. (10 POUNDS PER PACK) | Border States Industries, Inc. DBA | AWT-TW-SS-18GA | Electric & Electronics Supplies | Electrical measuring and testing equipment and accessories | Electrical measuring and testing equipment and accessories | Voltage or current meters | EA | 96 | 1 | American Wire Tie | AWT-TW-SS-18GA | No Results ¦ Border States | https://www.borderstates.com/search?q=AWT-TW-SS-18GA | OK | R5 deep-search [conf:medium] AWT prefix matches American Wire Tie product code for 18GA Type 304 SS tie wire; vpn appears to be the MFG PN src:https://www.trusupply.com/awt-tw18-SS-20-US.htm | 2026-04-30
1081425 | UNION CONDUIT 1-1/2"STRAIGHT MALE TO FEM | UNION CONDUIT 1-1/2"STRAIGHT MALE TO FEMALE FERALOY | FASTENAL COMPANY | 924315958 | Electric & Electronics Supplies | Electrical conduit fittings | Electrical conduit fittings | Conduit unions | EA | 2 | 1 | EATON | UNY505 CRH | CRS-H UNY505 1-1/2 MALE UNION ¦ Fastenal | https://www.fastenal.com/product/details/924315958 | OK | Auto-extracted via Playwright (mfg=dom). Title: 'CRS-H UNY505 1-1/2 MALE UNION ¦ Fastenal' | 2026-04-29
1081748 | BUTTON RESET REPLACEMENT FOR ALL A200 SE | BUTTON RESET REPLACEMENT FOR ALL A200 SERIES ENCLOSURES NEMA 12 SIZE 00 | FASTENAL COMPANY | 15839-00322 | Electric & Electronics Supplies | Electrical switches | Electrical switches | Reset buttons | EA | 1 | 1 |  |  | RSK-12 RESET KIT A ¦ Fastenal | https://www.fastenal.com/product/details/15839-00322 | NHR_HOUSE_BRAND | R3-P4: Fastenal product page has descriptive name but Manufacturer = 'Fastenal Approved Vendor'. No public MFG attribution. (prior: Vendor page captured; auto-extract found no MFG/PN. Title: 'RSK-12 RESET KIT A ¦) | 2026-04-30
1081772 | COVER ELECTRICAL BOX WITH ONE PILOT LIG | COVER ELECTRICAL BOX WITH ONE PILOT LIGHT(GREEN) 3-1/2" X 5" EXPLOSION | WESCO DISTRIBUTION, INC | DSD948-J3 | Electric & Electronics Supplies | Wire Raceways Conduit and Busways | Wire Raceways Conduit and Busways | Electrical conduit | EA | 1 | 1 | Crouse-Hinds (Eaton) | DSD948-J3 | WESCO | https://buy.wesco.com/fsearch?q=DSD948-J3 | OK | R4 web-research [conf:high] vpn DSD948-J3 is Crouse-Hinds explosionproof pilot light cover green src:https://www.eaton.com/us/en-us/skuPage.DSD948%20J3%20SA.specifications.html | 2026-04-30
1082186 | BEADS IMPACT GLASS MATERIAL GLASS OXIDE | BEADS IMPACT GLASS MATERIAL GLASS OXIDE (50 LB BAG) | Border States Industries, Inc. DBA | GB-8PO #8 GLASS IMPACT BEADS 50LB B | Hand Tools |  |  |  | EA | 4 | 1 | Potters/Surface Preparation | GB-8PO | No Results ¦ Border States | https://www.borderstates.com/search?q=GB-8PO%20# | OK | R4 web-research [conf:medium] GB-8PO glass beads 70-100 mesh 50lb (Potters Ballotini #8 spec) src:https://www.dkhardware.com/surface-preparation-usf-37-105-50-glass-beads-70-100-mesh-product-4022497.html | 2026-04-30
1082790 | WIRE ELECTRICAL 10AWG BLUE THHN-THWN STR | WIRE ELECTRICAL 10AWG BLUE THHN-THWN STRANDED COPPER BLDG WIRE 600 VOLT | Border States Industries, Inc. DBA | 156238 | Electric & Electronics Supplies | Electrical wire and cable and harness | Electrical wire and cable and harness | Building wire | EA | 500 | 1 |  | THHN10BLU19STRCU2500CTN | Generic Brand Stranded Copper THHN Jacketed Wire 10 AWG 500 ft Carton Blue | https://www.borderstates.com/All-Products/Wire-Cable/Building-Wire/THHN-Wire/Generic-Brand-Stranded-Copper-THHN-Jacketed-Wire/Generic-Brand-Stranded-Copper-THHN-Jacketed-Wire-10-AWG-500-ft-Carton-Blue/p/156238 | NHR_NO_VENDOR_HIT | R3-P4b: Border States product page captured but extraction yielded no MFG. Page may be a 'no match' redirect. (prior: From border_states_round2 bookmarklet (none/csv-raw). Title: ) | 2026-04-30
1082793 | WIRE ELECTRICAL 8AWG BLACK THHN-THWN STR | WIRE ELECTRICAL 8AWG BLACK THHN-THWN STRANDED COPPER BLDG WIRE 600 VOLT | Border States Industries, Inc. DBA | 700360 | Electric & Electronics Supplies | Electrical wire and cable and harness | Electrical wire and cable and harness | Building wire | FT | 500 | 1 | ABB Thomas & Betts | 441 | ABB Thomas & Betts Flex-to-Rigid Conduit Compression x Threaded Couplings | https://www.borderstates.com/All-Products/Conduit-Cable-Management/Conduit-Conduit-Supports-Fittings/Conduit-Fittings-Bodies/Conduit-Fittings/Combination-Conduit-Fittings/ABB-Thomas-Betts-Flex-to-Rigid-Conduit-Compression-x-Threaded-Couplings/ABB-Thomas-Betts-Flex-to-Rigid-Conduit-Compression-x-Threaded-Couplings/p/700360 | OK | From border_states_round2 bookmarklet (csv-raw/csv-raw). Title: | 2026-04-30
1082793 | WIRE ELECTRICAL 8AWG BLACK THHN-THWN STR | WIRE ELECTRICAL 8AWG BLACK THHN-THWN STRANDED COPPER BLDG WIRE 600 VOLT | FASTENAL COMPANY | 700360 | Electric & Electronics Supplies | Electrical wire and cable and harness | Electrical wire and cable and harness | Building wire | FT | 500 | 1 |  |  | unknown ¦ Fastenal | https://www.fastenal.com/product/details/700360 | NHR_HOUSE_BRAND | R3-P4: Fastenal non-catalog stub: 'Fastenal Approved Vendor' placeholder, no MFG attribution. House-brand or one-off SKU. (prior: Vendor page captured; auto-extract found no MFG/PN. Title: 'unknown ¦ Fastenal') | 2026-04-30
1083308 | TAPE ELECTRICAL 3/4"W X 66'L X.007" THIC | TAPE ELECTRICAL 3/4"W X 66'L X.007" THICK ROLL VINYL BLUE 3M #35 | FASTENAL COMPANY | 63230 | Electric & Electronics Supplies | Gaskets and sealing materials | Gaskets and sealing materials | Electrical insulation tape | EA | 12 | 1 | 3M | Scotch 35 | TAPE ELECTRICAL 3/4"W X 66'L X.007" THIC | (source: Short Text / Long Text columns) | OK | R4 web-research [conf:high] 3M Scotch 35 vinyl electrical tape 3/4 x 66ft blue src:https://www.3m.com/3M/en_US/p/dc/v000060427/ | 2026-04-30
1083424 | BOX CONDUIT SHAPE-X 1" HAZARDOUS SERVICE | BOX CONDUIT SHAPE-X 1"" HAZARDOUS SERVICE BODY WITH COVER THREADED | Border States Industries, Inc. DBA | 125863 | Electric & Electronics Supplies | Boilers | Boilers | Boiler diffusers | EA | 1 | 1 | Eaton Crouse-Hinds | GUAX36 | Eaton Crouse-Hinds GUA Series Conduit Outlet Boxes Malleable Iron Type X | https://www.borderstates.com/All-Products/Electrical-Boxes-Cabinets-Enclosures-Racks/Electrical-Boxes-Box-Covers/Electrical-Boxes/Hazardous-Location-Boxes/Eaton-Crouse-Hinds-GUA-Series-Conduit-Outlet-Boxes/Eaton-Crouse-Hinds-GUA-Series-Conduit-Outlet-Boxes-Malleable-Iron-Type-X/p/125863 | OK | From border_states_round2 bookmarklet (csv-raw/csv-raw). Title: | 2026-04-30
1083590 | TIES TY-RAP SELF-LOCKING DIA RANGE 3/16" | TIES TY-RAP SELF-LOCKING DIA RANGE 3/16" TO 3-1/2" WIDTH .301" X 13.38" | FASTENAL COMPANY | 719790 | Electric & Electronics Supplies | Electrical hardware and supplies | Electrical hardware and supplies | Cable ties | PKG | 18 | 2 | Thomas & Betts (ABB) | TY528MX | TIES TY-RAP SELF-LOCKING DIA RANGE 3/16" | (source: Short Text / Long Text columns) | OK | R4 web-research [conf:medium] Ty-Rap PN by description: 3/16-3.5 dia range; .301 wide x 13.38 long matches TY528MX src: | 2026-04-30
1083795 | STRAP CONDUIT 3/4" RIGID 2 HOLE TYPE STE | STRAP CONDUIT 3/4" RIGID 2 HOLE TYPE STEEL | Border States Industries, Inc. DBA | 147876 | Electric & Electronics Supplies | Cable, wire and rope accessories | Cable, wire and rope accessories | Conduit straps | EA | 25 | 1 | Eaton Crouse-Hinds | 4964 | Eaton Crouse-Hinds Two-hole Rigid / IMC Conduit Straps 3/4 in Rigid | https://www.borderstates.com/All-Products/Conduit-Cable-Management/Conduit-Conduit-Supports-Fittings/Conduit-Supports/Conduit-Clamps-Straps/Eaton-Crouse-Hinds-Two-hole-Rigid-IMC-Conduit-Straps/Eaton-Crouse-Hinds-Two-hole-Rigid-IMC-Conduit-Straps-3-4-in-Rigid/p/147876 | OK | From border_states_round2 bookmarklet (csv-raw/csv-raw). Title: | 2026-04-30
1084258 | LAMP FLUORESENT 34 WATT F40T-12 ULTRALUM | LAMP FLUORESENT 34 WATT F40T-12 ULTRALUME F40T12 RAPID START PREHEAT MED | Border States Industries, Inc. DBA | 990038 | Electric & Electronics Supplies | Lamps | Lamps | LED lamps | EA | 25 | 1 | Sylvania | F40CWX | Sylvania Fluorescent T12 Lamps 40 W 48 in Bi-pin (G13) 4100 K | https://www.borderstates.com/All-Products/Lighting/Lamps-Light-Bulbs-Tubes/Fluorescent-Lamps-Tubes/Fluorescent-Lamps/Sylvania-Fluorescent-T12-Lamps/Sylvania-Fluorescent-T12-Lamps-40-W-48-in-Bi-pin-%28G13%29-4100-K/p/990038 | OK | From border_states_round2 bookmarklet (csv-raw/csv-raw). Title: | 2026-04-30
1084666 | REDUCER CONDULET 1-1/2" X 1" THREADED GA | REDUCER CONDULET 1-1/2" X 1" THREADED GALVANIZED | Border States Industries, Inc. DBA | 126251 | Electric & Electronics Supplies | Pipe fittings | Pipe fittings | Threaded reducers | EA | 5 | 1 | Eaton Crouse-Hinds | RE53 | Eaton Crouse-Hinds Reducing Conduit Bushings 1-1/2 x 1 in Steel Rigid/IMC Threaded | https://www.borderstates.com/All-Products/Conduit-Cable-Management/Conduit-Conduit-Supports-Fittings/Conduit-Fittings-Bodies/Conduit-Accessories/Conduit-Bushings/Eaton-Crouse-Hinds-Reducing-Conduit-Bushings/Eaton-Crouse-Hinds-Reducing-Conduit-Bushings-1-1-2-x-1-in-Steel-Rigid-IMC-Threaded/p/126251 | OK | From border_states_round2 bookmarklet (csv-raw/csv-raw). Title: | 2026-04-30
1084678 | REDUCER CONDUIT CONDULET 3/4" X 1/2" THR | REDUCER CONDUIT CONDULET 3/4" X 1/2" THREADED CONNECTION GALVANIZED | Border States Industries, Inc. DBA | 126223 | Electric & Electronics Supplies | Wire Raceways Conduit and Busways | Wire Raceways Conduit and Busways | Electrical conduit | EA | 70 | 2 | Eaton Crouse-Hinds | RE21 | Eaton Crouse-Hinds Reducing Conduit Bushings 3/4 x 1/2 in Steel Rigid/IMC Threaded | https://www.borderstates.com/All-Products/Conduit-Cable-Management/Conduit-Conduit-Supports-Fittings/Conduit-Fittings-Bodies/Conduit-Accessories/Conduit-Bushings/Eaton-Crouse-Hinds-Reducing-Conduit-Bushings/Eaton-Crouse-Hinds-Reducing-Conduit-Bushings-3-4-x-1-2-in-Steel-Rigid-IMC-Threaded/p/126223 | OK | From border_states_round2 bookmarklet (csv-raw/csv-raw). Title: | 2026-04-30
1084678 | REDUCER CONDUIT CONDULET 3/4" X 1/2" THR | REDUCER CONDUIT CONDULET 3/4" X 1/2" THREADED CONNECTION GALVANIZED | FASTENAL COMPANY | 709933 | Electric & Electronics Supplies | Wire Raceways Conduit and Busways | Wire Raceways Conduit and Busways | Electrical conduit | EA | 30 | 1 |  |  | Fastenal Industrial Supplies, OEM Fasteners, Safety Products & More | https://www.fastenal.com/product/details/709933 | NHR_DISCONTINUED | R3-P4: Fastenal catalog returned not-found / homepage redirect. PN likely discontinued. (prior: Vendor returned not-found page. Title: 'Fastenal Industrial Supplies, OEM Fasten) | 2026-04-30
1084769 | KIT SPLICE HEAT TRACING POLYMA TRIX | KIT SPLICE HEAT TRACING POLYMA TRIX | AC CONTROLS COMPANY INC | 003-00101 | Electric & Electronics Supplies | Heating cables and elements | Heating cables and elements | Heat trace connection kits | EA | 15 | 5 | AC Controls | 003-00101 | KIT SPLICE HEAT TRACING POLYMA TRIX |  | MFG_IS_VENDOR | Vendor IS the manufacturer (single-row direct-MFG vendor). Vendor PN treated as MFG PN. | 2026-04-29
1084779 | BODY CONDUIT RIGID TYPE C 1" HAZARDOUS S | BODY CONDUIT RIGID TYPE C 1" HAZARDOUS SERVICE BODY WITH COVER THREADED | Border States Industries, Inc. DBA | 125767 | Electric & Electronics Supplies | Electrical boxes and enclosures | Electrical boxes and enclosures | Conduit outlet bodies | EA | 3 | 1 | Eaton Crouse-Hinds | GUAC36 | Eaton Crouse-Hinds GUA Series Conduit Outlet Boxes Malleable Iron Type C | https://www.borderstates.com/All-Products/Electrical-Boxes-Cabinets-Enclosures-Racks/Electrical-Boxes-Box-Covers/Electrical-Boxes/Hazardous-Location-Boxes/Eaton-Crouse-Hinds-GUA-Series-Conduit-Outlet-Boxes/Eaton-Crouse-Hinds-GUA-Series-Conduit-Outlet-Boxes-Malleable-Iron-Type-C/p/125767 | OK | From border_states_round2 bookmarklet (csv-raw/csv-raw). Title: | 2026-04-30
1084779 | BODY CONDUIT RIGID TYPE C 1" HAZARDOUS S | BODY CONDUIT RIGID TYPE C 1" HAZARDOUS SERVICE BODY WITH COVER THREADED | WESCO DISTRIBUTION, INC | GUAC36 | Electric & Electronics Supplies | Electrical boxes and enclosures | Electrical boxes and enclosures | Conduit outlet bodies | EA | 3 | 1 | Crouse-Hinds (Eaton) | GUAC36 | WESCO | https://buy.wesco.com/fsearch?q=GUAC36 | OK | R4 web-research [conf:high] Crouse-Hinds GUAC36 condulet 1in EXPF src:https://www.eaton.com/us/en-us/skuPage.GUAC36.html | 2026-04-30
1084796 | CONNECTOR ELECTRIC SPLIT BOLT COPPER CON | CONNECTOR ELECTRIC SPLIT BOLT COPPER CONDUCTORS SIZE: 2/0 SOL AND 1/0 | Border States Industries, Inc. DBA | 121915 | Fasteners |  |  |  | EA | 6 | 1 | Burndy | KS25 | Burndy KS Series Split Bolts 4 CU - 1/0 CU 1 Bolt 3/4 in | https://www.borderstates.com/All-Products/Grounding-Wire-Termination/Lugs-Split-Bolts/Split-Bolts/Burndy-KS-Series-Split-Bolts/Burndy-KS-Series-Split-Bolts-4-CU---1-0-CU-1-Bolt-3-4-in/p/121915 | OK | From border_states_round2 bookmarklet (csv-raw/csv-raw). Title: | 2026-04-30
1084801 | STOOL STEP 16" DIAMETER X 14" HIGH COLOR | STOOL STEP 16" DIAMETER X 14" HIGH COLOR BLACK SOLID STEEL WITH RUBBER | Border States Industries, Inc. DBA | 1001-92 | Industrial Supplies |  |  |  | EA | 1 | 1 | Cramer | 1001-92 | You searched for 1001-92 | https://www.borderstates.com/search?q=1001-92 | OK | R4 web-research [conf:high] Cramer Kik-Step 1001-92 black step stool src:https://www.amazon.com/Cramer-1001-92-Rolling-Stool-Black/dp/B001GNFFUA | 2026-04-30
1084824 | TAPE HEAT TRACING 7/16"FLAT FLUOROPOLYME | TAPE HEAT TRACING 7/16" FLAT FLUORO-POLYMER JACKET OVER TINNED COPPER | Border States Industries, Inc. DBA | - 10XTVR1-CT | Electric & Electronics Supplies | Electrical wire and cable | Electrical wire and cable | Heat tracing cable | EA | 500 | 2 | nVent RAYCHEM | 10XTVR1-CT | No Results ¦ Border States | https://www.borderstates.com/search?q=-%2010XTVR1-CT | OK | R4 web-research [conf:high] vpn 10XTVR1-CT is Raychem XTVR self-regulating heat trace src:https://www.gescan.com/products/17-heat-and-ventilation/06-electric-heating/07-ice-snow-melting/02-heating-cables/p-UkFZ | 2026-04-30
1084862 | BODY CONDUIT OUTLET RIGID 3/4" HUB LR FO | BODY CONDUIT OUTLET RIGID 3/4" HUB LR FORM 7 FERALOY MATERIAL THREADED | WESCO DISTRIBUTION, INC | CRS LR27 | Electric & Electronics Supplies | Electrical boxes and enclosures | Electrical boxes and enclosures | Conduit outlet bodies | EA | 7 | 1 | Crouse-Hinds (Eaton) | LR27 | WESCO | https://buy.wesco.com/fsearch?q=CRS+LR27 | OK | R4 web-research [conf:high] Crouse-Hinds LR27 3/4 LR Form 7 condulet src:https://www.eaton.com/us/en-us/skuPage.LR27.html | 2026-04-30
1084863 | REDUCER CONDUIT CONDULET 2" X 1" THREADE | REDUCER CONDUIT CONDULET 2" X 1" THREADED CONNECTION GALVANIZED MATERIAL | Border States Industries, Inc. DBA | 126259 | Electric & Electronics Supplies | Relays | Relays | Electromechanical relays | EA | 4 | 1 | Eaton Crouse-Hinds | RE63 | Eaton Crouse-Hinds Reducing Conduit Bushings 2 x 1 in Malleable Iron Rigid/IMC Threaded | https://www.borderstates.com/All-Products/Conduit-Cable-Management/Conduit-Conduit-Supports-Fittings/Conduit-Fittings-Bodies/Conduit-Accessories/Conduit-Bushings/Eaton-Crouse-Hinds-Reducing-Conduit-Bushings/Eaton-Crouse-Hinds-Reducing-Conduit-Bushings-2-x-1-in-Malleable-Iron-Rigid-IMC-Threaded/p/126259 | OK | From border_states_round2 bookmarklet (csv-raw/csv-raw). Title: | 2026-04-30
1084876 | CONNECTOR ELECTRICAL SPLIT BOLT COPPER C | CONNECTOR ELECTRICAL SPLIT BOLT COPPER CONDUCTORS 2 SOL AND 3 STR | Border States Industries, Inc. DBA | 121905 | Electric & Electronics Supplies | Wire Raceways Conduit and Busways | Wire Raceways Conduit and Busways | Electrical conduit | EA | 5 | 1 | Burndy | KS22 | Burndy KS Series Split Bolts 6 CU - 2 CU 1 Bolt 19/32 in | https://www.borderstates.com/All-Products/Grounding-Wire-Termination/Lugs-Split-Bolts/Split-Bolts/Burndy-KS-Series-Split-Bolts/Burndy-KS-Series-Split-Bolts-6-CU---2-CU-1-Bolt-19-32-in/p/121905 | OK | From border_states_round2 bookmarklet (csv-raw/csv-raw). Title: | 2026-04-30
1085240 | CONNECTOR ELECTRICAL SPLIT-BOLT #4 SOLID | CONNECTOR ELECTRICAL SPLIT-BOLT #4 SOLID & #5 STRANDED COPPER #4 WIRE | Border States Industries, Inc. DBA | 121904 | Electric & Electronics Supplies | Wire Raceways Conduit and Busways | Wire Raceways Conduit and Busways | Electrical conduit | EA | 9 | 1 | Burndy | KS20 | Burndy KS Series Split Bolts 8 CU - 4 CU 1 Bolt 1/2 in | https://www.borderstates.com/All-Products/Grounding-Wire-Termination/Lugs-Split-Bolts/Split-Bolts/Burndy-KS-Series-Split-Bolts/Burndy-KS-Series-Split-Bolts-8-CU---4-CU-1-Bolt-1-2-in/p/121904 | OK | From border_states_round2 bookmarklet (csv-raw/csv-raw). Title: | 2026-04-30
1085391 | BODY ELECTRICAL CONDUIT TYPE T 3/4" HAZA | BODY ELECTRICAL CONDUIT TYPE T 3/4" X 3-3/4"DIA HAZARDOUS SERVICE BODY | FASTENAL COMPANY | 924312933 | Electric & Electronics Supplies | Electrical boxes and enclosures | Electrical boxes and enclosures | Conduit outlet bodies | EA | 6 | 1 | EATON | GUAT26 CRH | CRS-H GUAT26 3/4 GUAT COND BDY&CVR ¦ Fastenal | https://www.fastenal.com/product/details/924312933 | OK | Auto-extracted via Playwright (mfg=dom). Title: 'CRS-H GUAT26 3/4 GUAT COND BDY&CVR ¦ Fastenal' | 2026-04-29
1085392 | BOX CONDUIT RIGID TYPE T 1.5" HAZARDOUS | BOX CONDUIT RIGID TYPE T 1.5" HAZARDOUS SERVICE BODY WITH COVER THREADED | Border States Industries, Inc. DBA | 125831 | Electric & Electronics Supplies | Wire Raceways Conduit and Busways | Wire Raceways Conduit and Busways | Electrical conduit | EA | 2 | 1 | Eaton Crouse-Hinds | GUAT59 | Eaton Crouse-Hinds GUA Series Conduit Outlet Boxes Malleable Iron Type T | https://www.borderstates.com/All-Products/Electrical-Boxes-Cabinets-Enclosures-Racks/Electrical-Boxes-Box-Covers/Electrical-Boxes/Hazardous-Location-Boxes/Eaton-Crouse-Hinds-GUA-Series-Conduit-Outlet-Boxes/Eaton-Crouse-Hinds-GUA-Series-Conduit-Outlet-Boxes-Malleable-Iron-Type-T/p/125831 | OK | From border_states_round2 bookmarklet (csv-raw/csv-raw). Title: | 2026-04-30
1085407 | BOX CONDOULET RIGID TYPE T 1" HUB 3-1/2" | BOX CONDOUIT RIGID TYPE T 1" HUB 3-1/2"OD X 1-1/4" DP FERALOY HAZARDOUS | FASTENAL COMPANY | 924312820 | Electric & Electronics Supplies | Wire Raceways Conduit and Busways | Wire Raceways Conduit and Busways | Electrical conduit | EA | 2 | 1 | EATON | GUAT36 CRH | CRS-H GUAT36 1-IN GUAT COND BDY&CVR ¦ Fastenal | https://www.fastenal.com/product/details/924312820 | OK | Auto-extracted via Playwright (mfg=dom). Title: 'CRS-H GUAT36 1-IN GUAT COND BDY&CVR ¦ Fastenal' | 2026-04-29
1085457 | CONNECTOR CONDUIT PORTABLE CORD CABLE/CO | CONNECTOR CONDUIT PORTABLE CORD CABLE/CORD GRIP 1/2" STEEL STRAIGHT BODY | FASTENAL COMPANY | 924314886 | Electric & Electronics Supplies | Wire Raceways Conduit and Busways | Wire Raceways Conduit and Busways | Electrical conduit | EA | 6 | 1 | EATON | CGB195 CRH | CRS-H CGB195 1/2 .500-.625 WT CONN ¦ Fastenal | https://www.fastenal.com/product/details/924314886 | OK | Auto-extracted via Playwright (mfg=dom). Title: 'CRS-H CGB195 1/2 .500-.625 WT CONN ¦ Fastenal' | 2026-04-29
1085577 | AMPLIFIER FLAME INFRARED AUTO-CHECK FIRE | 0 | CAPP INC | 165611 | Electric & Electronics Supplies | Audible signaling devices | Audible signaling devices | Infrared flame detectors | EA | 1 | 1 | CAPP | 165611 | AMPLIFIER FLAME INFRARED AUTO-CHECK FIRE |  | MFG_IS_VENDOR | Vendor IS the manufacturer (single-row direct-MFG vendor). Vendor PN treated as MFG PN. | 2026-04-29
1085592 | CONNECTOR MECHANICAL GROUNDING VEHICLE C | 0 | FASTENAL COMPANY | 779479 | Electric & Electronics Supplies | Anti static equipment and supplies | Anti static equipment and supplies | Grounding hardware | PKG | 0.75 | 1 |  |  | Fastenal Industrial Supplies, OEM Fasteners, Safety Products & More | https://www.fastenal.com/product/details/779479 | NHR_DISCONTINUED | R3-P4: Fastenal catalog returned not-found / homepage redirect. PN likely discontinued. (prior: Vendor returned not-found page. Title: 'Fastenal Industrial Supplies, OEM Fasten) | 2026-04-30
1085609 | CLAMP CONDUIT RIGHT ANGLE 3/4 IN RIGID/I | 0 | FASTENAL COMPANY | 758166 | Electric & Electronics Supplies | Conduit clamps | Conduit clamps | Conduit clamps | EA | 5 | 1 |  |  | Fastenal Industrial Supplies, OEM Fasteners, Safety Products & More | https://www.fastenal.com/product/details/758166 | NHR_DISCONTINUED | R3-P4: Fastenal catalog returned not-found / homepage redirect. PN likely discontinued. (prior: Vendor returned not-found page. Title: 'Fastenal Industrial Supplies, OEM Fasten) | 2026-04-30
1085959 | BOX ELECTRICAL SINGLEGANG 3/4" HUB THRU- | BOX ELECTRICAL SINGLEGANG 3/4" HUB THRU-FEED FERALOY CROUSE-HINDS | FASTENAL COMPANY | 922982560 | Electric & Electronics Supplies | Wire Raceways Conduit and Busways | Wire Raceways Conduit and Busways | Electrical conduit | EA | 3 | 1 | Crouse-Hinds (Eaton) |  | BOX ELECTRICAL SINGLEGANG 3/4" HUB THRU- | (source: Short Text / Long Text columns) | MFG_FROM_DESCRIPTION | rule=R6; MFG inferred from description span: "ALOY CROUSE-HINDS". Vendor PN absent or unmineable. | 2026-04-29
1086066 | CONNECTOR CABLE/CORD GRIP .500"TO .625" | CONNECTOR CABLE/CORD GRIP .500" TO .625" 180 DEGREE STEEL NEOPRENE 1" | Border States Industries, Inc. DBA | 125120 | Electric & Electronics Supplies | Electrical conduit fittings and accessories | Electrical conduit fittings and accessories | Cable and cord grips | EA | 20 | 1 | Eaton Crouse-Hinds | CGB395 | Eaton Crouse-Hinds CGB Series Liquidtight Strain Relief Cord Connectors 1 in Steel 0.500 - 0.625 in | https://www.borderstates.com/All-Products/Conduit-Cable-Management/Cable-Cord-Connectors/Cord-Grips/Eaton-Crouse-Hinds-CGB-Series-Liquidtight-Strain-Relief-Cord-Connectors/Eaton-Crouse-Hinds-CGB-Series-Liquidtight-Strain-Relief-Cord-Connectors-1-in-Steel-0-500---0-625-in/p/125120 | OK | From border_states_round2 bookmarklet (csv-raw/csv-raw). Title: | 2026-04-30
1086075 | BOX CONDOULET RIGID 3/4" HUB 2-1/2"OD X | BOX CONDOULET RIGID 3/4" HUB 2-1/2"OD X 2" DP THREADED FERALOY 2" DIA | FASTENAL COMPANY | 924313359 | Electric & Electronics Supplies | Wire Raceways Conduit and Busways | Wire Raceways Conduit and Busways | Electrical conduit | EA | 1 | 1 | EATON | GUAT24 CRH | CRS-H GUAT24 3/4 GUAT COND BDY&CVR ¦ Fastenal | https://www.fastenal.com/product/details/924313359 | OK | Auto-extracted via Playwright (mfg=dom). Title: 'CRS-H GUAT24 3/4 GUAT COND BDY&CVR ¦ Fastenal' | 2026-04-29
1086283 | HANGER PIPE AND CONDUIT RIGHT ANGLE 3/4" | HANGER PIPE AND CONDUIT RIGHT ANGLE 3/4" HOT DIP GALVANIZED MALLEABLE | Border States Industries, Inc. DBA | 1028103 | Electric & Electronics Supplies | Pipe fittings | Pipe fittings | Pipe hangers | EA | 70 | 1 | Appleton Emerson | PC75RA | Appleton Emerson EMT / Rigid / IMC Right Angle Conduit Clamps 3/4 in EMT, 3/4 in Rigid | https://www.borderstates.com/All-Products/Conduit-Cable-Management/Conduit-Conduit-Supports-Fittings/Conduit-Supports/Conduit-Clamps-Straps/Appleton-Emerson-EMT-Rigid-IMC-Right-Angle-Conduit-Clamps/Appleton-Emerson-EMT-Rigid-IMC-Right-Angle-Conduit-Clamps-3-4-in-EMT-3-4-in-Rigid/p/1028103 | OK | From border_states_round2 bookmarklet (csv-raw/csv-raw). Title: | 2026-04-30
1086712 | TIE CABLE NYLON 1.5" X 18" PKG/250 | TIE CABLE NYLON 1.5" X 18" PK15XD-CLLYPS-NSIIC-RAYTI COMPANY NAME/LOGO | Essentra Plastics, LLC | 1229212 | Electric & Electronics Supplies | Electrical hardware and supplies | Electrical hardware and supplies | Cable ties | EA | 2750 | 1 | Essentra Plastics | 1229212 | TIE CABLE NYLON 1.5" X 18" PKG/250 |  | MFG_IS_VENDOR | Vendor IS the manufacturer (single-row direct-MFG vendor). Vendor PN treated as MFG PN. | 2026-04-29
1086952 | EXTENSION CABLE 50' FOR BAILEY TBI PH TR | EXTENSION CABLE 50' FOR BAILEY TBI PH TRANSMITTER | EADS COMPANY | ABB 4TB30118050 | Electric & Electronics Supplies | Electrical lugs plugs and connectors | Electrical lugs plugs and connectors | Electrical extension cable | EA | 4 | 4 | ABB | 4TB3011-8050 |  |  | OK | R5 deep-search [conf:high] ABB Bailey TBI/TBX5 pH sensor 50ft extension cable; suffix -8050 = 50ft length per ABB cable selection guide src:https://library.e.abb.com/public/0d4229310829c27e8525719c00752e3b/PG_pH_Cable_Selection_A.pdf | 2026-04-30
1087082 | BOX CONDUIT OUTLET RIDGE TYPE 3/4" HUB S | BOX CONDUIT OUTLET RIDGE TYPE 3/4" HUB SZ 3-3/4" DIA 1-1/2" DP GUAC | Border States Industries, Inc. DBA | 125765 | Electric & Electronics Supplies | Wire Raceways Conduit and Busways | Wire Raceways Conduit and Busways | Electrical conduit | EA | 4 | 1 | Eaton Crouse-Hinds | GUAC26 | Eaton Crouse-Hinds GUA Series Conduit Outlet Boxes Malleable Iron Type C | https://www.borderstates.com/All-Products/Electrical-Boxes-Cabinets-Enclosures-Racks/Electrical-Boxes-Box-Covers/Electrical-Boxes/Hazardous-Location-Boxes/Eaton-Crouse-Hinds-GUA-Series-Conduit-Outlet-Boxes/Eaton-Crouse-Hinds-GUA-Series-Conduit-Outlet-Boxes-Malleable-Iron-Type-C/p/125765 | OK | From border_states_round2 bookmarklet (csv-raw/csv-raw). Title: | 2026-04-30
1087088 | BODY CONDUIT TYPE C 1-1/2" HAZARDOUS SER | BODY CONDUIT TYPE C 1-1/2" HAZARDOUS SERVICE BODY WITH COVER THREADED | FASTENAL COMPANY | 924315084 | Electric & Electronics Supplies | Wire Raceways Conduit and Busways | Wire Raceways Conduit and Busways | Electrical conduit | EA | 2 | 2 | EATON | GUAC59 CRH | CRS-H GUAC59 1-1/2 GUAC CND BDY&CVR ¦ Fastenal | https://www.fastenal.com/product/details/924315084 | OK | Auto-extracted via Playwright (mfg=dom). Title: 'CRS-H GUAC59 1-1/2 GUAC CND BDY&CVR ¦ Fastenal' | 2026-04-29
1087097 | CABLE EXTENSION FOR PH TRANSMITTER 50' | CABLE EXTENSION FOR PH TRANSMITTER 50' LONG | FASTENAL COMPANY | 15839-00117 | Electric & Electronics Supplies | Electrical cable and accessories | Electrical cable and accessories | Signal cable | EA | 3 | 1 |  |  | CABLE EXTENSION FOR PH TRANSMITTER 50' ¦ Fastenal | https://www.fastenal.com/product/details/15839-00117 | NHR_HOUSE_BRAND | R3-P4: Fastenal product page has descriptive name but Manufacturer = 'Fastenal Approved Vendor'. No public MFG attribution. (prior: Vendor page captured; auto-extract found no MFG/PN. Title: "CABLE EXTENSION FOR ) | 2026-04-30
1087102 | HANGER PIPE AND CONDUIT RIGHT ANGLE STEE | HANGER PIPE AND CONDUIT RIGHT ANGLE STEEL1-1/2" HOT DIP GALVANIZED | Border States Industries, Inc. DBA | 162966 | Electric & Electronics Supplies | Pipe fittings | Pipe fittings | Pipe hangers | EA | 74 | 2 | Philips Lighting | 162966 | Philips Lighting Philips Fluorescent T12 Lamps 60 W 48 in Recessed Double Contact (R17d) 4100 K | https://www.borderstates.com/All-Products/Lighting/Lamps-Light-Bulbs-Tubes/Fluorescent-Lamps-Tubes/Fluorescent-Lamps/Philips-Lighting-Philips-Fluorescent-T12-Lamps/Philips-Lighting-Philips-Fluorescent-T12-Lamps-60-W-48-in-Recessed-Double-Contact-%28R17d%29-4100-K/p/2324303 | OK | From border_states_round2 bookmarklet (csv-raw/csv-raw). Title: | 2026-04-30
1087192 | CONTACT AUXILIARY 1-NO 1-NC SIDE MOUNTED | CONTACT AUXILIARY 1-NO 1-NC SIDE MOUNTED 10A @ 600 VAC | Border States Industries, Inc. DBA | C320KG2 | Electric & Electronics Supplies | Relays | Relays | Auxiliary contacts | EA | 40 | 1 | Eaton | C320KG2 | Eaton Heavy-duty Pilot Rated Auxiliary Contact Kits 1 NC 10 A Side Mounted | https://www.borderstates.com/All-Products/Automation-Control/Motors-Motor-Controllers-Peripherals/Motor-Controls/Contactors/Auxiliary-Contacts/Eaton-Heavy-duty-Pilot-Rated-Auxiliary-Contact-Kits/Eaton-Heavy-duty-Pilot-Rated-Auxiliary-Contact-Kits-1-NC-10-A-Side-Mounted/p/3565463 | OK | From border_states_round2 bookmarklet (csv-raw/csv-raw). Title: | 2026-04-30
1087253 | CONNECTOR:ELEC;LUG,3AWG,5/16""BOLT SIZE | CONNECTOR; ELECTRICAL LUG, 3 AWG | GRAINGER INCORPORATED |  | Electric & Electronics Supplies | Electrical conduit fittings and accessories | Electrical conduit fittings and accessories | Electrical lugs | EA | 2 | 1 |  |  |  |  | NHR_NO_URL | R3-P4: No vendor catalog hit; PN may not exist in any covered vendor's catalog. Needs human research. (prior: Run grainger_bookmarklet.html on the vendor site to extract MFG/PN. Vendor PN: () | 2026-04-30
1087480 | WIRE #14 AWG THHN GREEN STRANDED 500ft | WIRE, THHN HOOK UP, 500 FOOT SPOOL L X 0.109 INCH OD, 14 AWG, 600 VOLT, 19 STRAND, 6.258 SQUARE MM, STRANDED, BARE COPPER, GREEN | FASTENAL COMPANY | 700349 | Electric & Electronics Supplies | Electrical wire | Electrical wire | Insulated or covered wire | EA | 500 | 1 |  |  | Fastenal Industrial Supplies, OEM Fasteners, Safety Products & More | https://www.fastenal.com/product/details/700349 | NHR_DISCONTINUED | R3-P4: Fastenal catalog returned not-found / homepage redirect. PN likely discontinued. (prior: Vendor returned not-found page. Title: 'Fastenal Industrial Supplies, OEM Fasten) | 2026-04-30
1087491 | CONNECTORS ELECTRICAL WIRE NUT (YELLOW) | 0 | FASTENAL COMPANY | 721249 | Electric & Electronics Supplies | Electrical lugs plugs and connectors | Electrical lugs plugs and connectors | Wire connectors | PKG | 1 | 1 |  |  | Fastenal Industrial Supplies, OEM Fasteners, Safety Products & More | https://www.fastenal.com/product/details/721249 | NHR_DISCONTINUED | R3-P4: Fastenal catalog returned not-found / homepage redirect. PN likely discontinued. (prior: Vendor returned not-found page. Title: 'Fastenal Industrial Supplies, OEM Fasten) | 2026-04-30
1087586 | BUSHING RDC CONDUIT 1-1/2 IN X 1-1/4 IN | 0 | MEJIA INDUSTRIAL SUPPLY CO INC | CRSH RE54 1-1/2X1-1/4 RDCR | Electric & Electronics Supplies | Circuit breakers and accessories | Circuit breakers and accessories | Fuses | EA | 3 | 1 | Crouse-Hinds (Eaton) | RE54 |  |  | OK | R4 web-research [conf:medium] vpn states CRSH RE54 1-1/2x1-1/4 reducing bushing src: | 2026-04-30
1087656 | REDUCER CONDUIT CONDULET 1-1/2" X 3/4" T | REDUCER CONDUIT CONDULET 1-1/2" X 3/4" THREADED CONNECTION GALVANIZED | Border States Industries, Inc. DBA | 126249 | Electric & Electronics Supplies | Relays | Relays | Electromechanical relays | EA | 6 | 1 | Eaton Crouse-Hinds | RE52 | Eaton Crouse-Hinds Reducing Conduit Bushings 1-1/2 x 3/4 in Steel Rigid/IMC Threaded | https://www.borderstates.com/All-Products/Conduit-Cable-Management/Conduit-Conduit-Supports-Fittings/Conduit-Fittings-Bodies/Conduit-Accessories/Conduit-Bushings/Eaton-Crouse-Hinds-Reducing-Conduit-Bushings/Eaton-Crouse-Hinds-Reducing-Conduit-Bushings-1-1-2-x-3-4-in-Steel-Rigid-IMC-Threaded/p/126249 | OK | From border_states_round2 bookmarklet (csv-raw/csv-raw). Title: | 2026-04-30
1087666 | PLUG CONDUIT RIGID 1-1/2" RECESSED HEAD | PLUG CONDUIT RIGID 1-1/2" RECESSED HEAD THREADED CONNECTION FERALOY | Border States Industries, Inc. DBA | 126173 | Electric & Electronics Supplies | Electrical conduit fittings and accessories | Electrical conduit fittings and accessories | Conduit plugs | EA | 2 | 2 | Eaton Crouse-Hinds | PLG5 | Eaton Crouse-Hinds PLG Series Close-up Plugs 1-1/2 in Feraloy® Iron Alloy Rigid/IMC | https://www.borderstates.com/All-Products/Conduit-Cable-Management/Conduit-Conduit-Supports-Fittings/Conduit-Fittings-Bodies/Conduit-Accessories/Conduit-Plugs/Eaton-Crouse-Hinds-PLG-Series-Close-up-Plugs/Eaton-Crouse-Hinds-PLG-Series-Close-up-Plugs-1-1-2-in-Feraloy%C2%AE-Iron-Alloy-Rigid-IMC/p/126173 | OK | From border_states_round2 bookmarklet (csv-raw/csv-raw). Title: | 2026-04-30
1087672 | CONNECTOR ELECTRICAL SPLIT-BOLT 2 AWG S | CONNECTOR ELECTRICAL SPLIT-BOLT 2 AWG STRANDED (COPPER) 1 AWG SOLID (3) | Border States Industries, Inc. DBA | 121911 | Electric & Electronics Supplies | Wire Raceways Conduit and Busways | Wire Raceways Conduit and Busways | Electrical conduit | EA | 10 | 1 | Burndy | KS23 | Burndy KS Series Split Bolts 6 CU - 2 CU 1 Bolt 5/8 in | https://www.borderstates.com/All-Products/Grounding-Wire-Termination/Lugs-Split-Bolts/Split-Bolts/Burndy-KS-Series-Split-Bolts/Burndy-KS-Series-Split-Bolts-6-CU---2-CU-1-Bolt-5-8-in/p/121911 | OK | From border_states_round2 bookmarklet (csv-raw/csv-raw). Title: | 2026-04-30
1087826 | CABLE GLAND 1/2 IN NPT HUB 0.125-0.250 C | 0 | FASTENAL COMPANY | 924315076 | Electric & Electronics Supplies | Electrical equipment and components and supplies | Electrical equipment and components and supplies | Cable or wire gland | EA | 6 | 1 | EATON | CGB192 CRH | CRS-H CGB192 1/2 .125-.250 WT CONN ¦ Fastenal | https://www.fastenal.com/product/details/924315076 | OK | Auto-extracted via Playwright (mfg=dom). Title: 'CRS-H CGB192 1/2 .125-.250 WT CONN ¦ Fastenal' | 2026-04-29
1087856 | WIRE PLUG SPARK CC7N 7MM | WIRE PLUG SPARK CC7N 7MM | JUMPER AUTO PARTS INCORPORATED | STD CC7N | Electric & Electronics Supplies | Electrical wire | Electrical wire | Spark plug wires | EA | 100 | 1 | Standard Motor Products | CC7N |  |  | OK | R4 web-research [conf:high] Standard Motor Products CC7N 7mm primary ignition wire 100ft src:https://www.oreillyauto.com/detail/c/standard-ignition/performance/ignition---electrical/spark-plug-wire---bulk/283f648a | 2026-04-30
1088120 | BUSHING RDC CONDUIT 3/4 IN X 1/2 IN THD | 0 | MEJIA INDUSTRIAL SUPPLY CO INC | CROUSE-HINDS RE21 | Electric & Electronics Supplies | Electrical conduit and accessories | Electrical conduit and accessories | Rigid conduit | EA | 25 | 1 | Crouse-Hinds (Eaton) | RE21 |  |  | OK | R4 web-research [conf:high] Crouse-Hinds RE21 reducing bushing 3/4x1/2; vpn explicitly states it src: | 2026-04-30
1088130 | OUTLET BOX CONDUIT 3/4 IN HUB | 0 | FASTENAL COMPANY | 924314617 | Electric & Electronics Supplies | Electrical conduit and accessories | Electrical conduit and accessories | Conduits | EA | 1 | 1 | EATON | EABL26 CRH | CRS-H EABL26 3/4 COND BODY & COVER ¦ Fastenal | https://www.fastenal.com/product/details/924314617 | OK | Auto-extracted via Playwright (mfg=dom). Title: 'CRS-H EABL26 3/4 COND BODY & COVER ¦ Fastenal' | 2026-04-29
1088203 | HBL2610-A,RECP,TWISTLOK, NYLON,BLACK,FAC | RECEPTACLE, ELECTRICAL, LOCKING, TWIST-LOCK®, 125 VOLT AC, 2000 VOLT DIELECTRIC, 30 AMP, 2 HP, 3750 WATT, SPH, 2P, 3 WIRE, -40 TO | GRAYBAR ELECTRIC COMPANY | 88126408 | Electric & Electronics Supplies | Electrical conduit fittings and accessories | Electrical conduit fittings and accessories | Twist-lock receptacles | EA | 2 | 1 | Hubbell | HBL2610 | No Results ¦ Graybar | https://www.graybar.com/search/?text=&enablePartNumberSearch=true | OK | R4 web-research [conf:high] Hubbell HBL2610 twist-lock 30A 125V 2P3W stated in short src:https://www.graybar.com/twist-lock174-receptacle-single-flush-30a-125v-2p3w-black-nylon/p/88126408 | 2026-04-30
1088208 | BUSFRSR15,FUSE | FUSE, TIME-DELAY, 15 AMP, 600 VOLT AC/300 VOLT DC, DUAL ELEMENT, CURRENT LIMITING, FRS-R SERIES, 200/20 KA INTERRUPT RATING AT | FASTENAL COMPANY | 760654 | Electric & Electronics Supplies | Circuit protection devices and accessories | Circuit protection devices and accessories | Cartridge fuses | EA | 11 | 1 | Bussmann (Eaton) | FRS-R-15 | Fastenal Industrial Supplies, OEM Fasteners, Safety Products & More | https://www.fastenal.com/product/details/760654 | OK | R4 web-research [conf:high] description explicitly states FRS-R series 15A 600V src: | 2026-04-30
1088324 | TERMINAL SWITCHED DROP CONNECTOR,240mA | SWITCHED DROP CONNECTOR TERMINAL 240mA RATING | ISCOLA INCORPORATED | JXS0211C03A | Electric & Electronics Supplies | Electrical conduit fittings and accessories | Electrical conduit fittings and accessories | Drop connectors | EA | 2 | 1 | Iscola | JXS0211C03A | TERMINAL SWITCHED DROP CONNECTOR,240mA |  | MFG_IS_VENDOR | Vendor IS the manufacturer (single-row direct-MFG vendor). Vendor PN treated as MFG PN. | 2026-04-29
1088950 | TUBE GALVANIZED CONDUIT 1/2" RIGID | CONDUIT, RIGID CONDUIT, 1/2 INCH, THREADED,<(>,<)> STEEL, GALVANIZED, | GRAYBAR ELECTRIC COMPANY | 88272874 | Electric & Electronics Supplies | Wire Raceways Conduit and Busways | Wire Raceways Conduit and Busways | Electrical conduit | EA | 150 | 1 |  | only. | Galvanized Rigid Steel Conduit, 1/2 in. | https://www.graybar.com/p/88272874 | NHR_HOUSE_BRAND | R5: Graybar /p/88272874 direct-fetch confirmed Graybar Vendor (house brand). PN '1/2-GALV' kept. | 2026-04-30
1088999 | HBL5352 RECP FLUSH 20A DUPLEX BROWN 2P,3 | RECEPTACLE, ELECTRICAL, STRAIGHT BLADE DUPLEX, 125 VOLT, 20 AMP, 1 HP, 2500 WATT, SPH, 2P, 3 WIRE, NEMA 5-20R, THERMOPLASTIC, | FASTENAL COMPANY | 736145 | Electric & Electronics Supplies | Electrical conduit fittings and accessories | Electrical conduit fittings and accessories | Electrical receptacles | EA | 8 | 1 | Hubbell | HBL5352 | Fastenal Industrial Supplies, OEM Fasteners, Safety Products & More | https://www.fastenal.com/product/details/736145 | OK | R4 web-research [conf:high] Hubbell HBL5352 industrial duplex receptacle 20A 125V brown 5-20R src:https://www.hubbell.com/wiringdevice-kellems/en/products/p/174427 | 2026-04-30
1088999 | HBL5352 RECP FLUSH 20A DUPLEX BROWN 2P,3 | RECEPTACLE, ELECTRICAL, STRAIGHT BLADE DUPLEX, 125 VOLT, 20 AMP, 1 HP, 2500 WATT, SPH, 2P, 3 WIRE, NEMA 5-20R, THERMOPLASTIC, | GRAYBAR ELECTRIC COMPANY | 88127164 | Electric & Electronics Supplies | Electrical conduit fittings and accessories | Electrical conduit fittings and accessories | Electrical receptacles | EA | 4 | 1 | Hubbell Wiring Device - Kellems | only. | HBL&amp;#174; Compact Straight Blade Duplex Receptacle, Extra Heavy Duty, 20A, 125V, 2P3W, NEMA 5-20R, Back and Side-Wired, Brown | https://www.graybar.com/p/88127164 | OK | R5: Graybar /p/88127164 direct-fetch -> Hubbell Wiring Device - Kellems / HBL5352 | 2026-04-30
1089004 | CONDUIT NIPPLE GALV. 3/4"x CLOSE | NIPPLE, PIPE, 3/4 INCH X CLOSE, MNPT X MNPT, SCH 40, WELDED, 500 PSI, GALVANIZED, CARBON STEEL, ASTM A-53 TYPE E, GRADE B, ASTM | GRAYBAR ELECTRIC COMPANY | 88273326 | Electric & Electronics Supplies | Hand tools | Hand tools | Conduit benders | EA | 11 | 1 |  | only. | Conduit Nipple, Rigid/IMC, Galvanized Steel, 3/4 x Close | https://www.graybar.com/p/88273326 | NHR_HOUSE_BRAND | R5: Graybar /p/88273326 direct-fetch confirmed Graybar Vendor (house brand). PN '3/4 X CLOSE' kept. | 2026-04-30
1089006 | BUSKTKR5,FUSE | FUSE, FAST ACTING, 1-1/2 INCH L X 13/32 INCH DIA, 600 VOLT AC, 5 AMP, 200 KA AT 600 VOLT AC RMS SYMMETRICAL INTERRUPT RATING, CLASS | FASTENAL COMPANY | 761184 | Electric & Electronics Supplies | Electrical conduit fittings and accessories | Electrical conduit fittings and accessories | Reducing bushings | EA | 8 | 1 | Bussmann (Eaton) | KTK-R-5 | Fastenal Industrial Supplies, OEM Fasteners, Safety Products & More | https://www.fastenal.com/product/details/761184 | OK | R4 web-research [conf:high] Bussmann KTK-R-5 5A 600V CC fuse; vpn 'BUSKTKR5' encodes mfg src:https://www.eaton.com/us/en-us/skuPage.BK%7B%7DKTK-R-5.html | 2026-04-30
1089270 | CONNECTOR RUBBER #1447 15A 125V SUPER SA | 0 | FASTENAL COMPANY | 921672402 | Electric & Electronics Supplies | Wire Raceways Conduit and Busways | Wire Raceways Conduit and Busways | Electrical conduit | EA | 3 | 1 | LEGRAND/PASS & SEYMOUR | 1447 | STR BLD RUBBER PLUG 15A 125V 5-15P ¦ Fastenal | https://www.fastenal.com/product/details/921672402 | OK | Auto-extracted via Playwright (mfg=dom). Title: 'STR BLD RUBBER PLUG 15A 125V 5-15P ¦ Fastenal' | 2026-04-29
1089273 | CONNECTOR MECHANICAL GROUNDING 2-1/0 AWG | 0 | FASTENAL COMPANY | 15851-00077 | Electric & Electronics Supplies | Anti static equipment and supplies | Anti static equipment and supplies | Grounding hardware | EA | 2 | 1 | Burndy (Hubbell) | K2C25 | Mechanical Grounding Connector Cable To Flat 2-1/0 Awg (Str) / 2-2/0 Awg (Sol) Stud Dia 1/2-131-1/8 H (Burndy K2C25) ¦ Fastenal | https://www.fastenal.com/product/details/15851-00077 | OK | R4 web-research [conf:high] Servit Post mechanical grounding connector confirmed in Fastenal description src:https://www.hubbell.com/burndy/en/Products/Power-Utilities/Grounding-Bonding/Mechanical/SERVIT-POST/K2C25/p/1731445 | 2026-04-30
1089535 | GE,LU250,PHILIPS/GE,250W, LUCALOX LAMP | LAMP, HID, HIGH PRESSURE SODIUM, 250 WATT, ED18 BULB, E39 MOGUL SCREW BASE, 27000 LUMEN MEAN, 28000 LUMEN INITIAL, 112 LUMEN PER | FASTENAL COMPANY | 7000648 | Electric & Electronics Supplies | Lamps | Lamps | High pressure sodium lamps | EA | 12 | 2 | Philips Lighting (Signify) | LU250 | GE,LU250,PHILIPS/GE,250W, LUCALOX LAMP | (source: Short Text / Long Text columns) | OK | R4 web-research [conf:medium] description states LU250 Lucalox; common MFG PN src:https://www.1000bulbs.com/product/111609/PHILIPS-377176.html | 2026-04-30
1089556 | KINDORF,B916,THREE HOLE, ANGLE,CONNECTOR | CONNECTOR, ANGLE, 3 HOLES, 4-1/2 INCH L X 1-1/2 INCH W X 1/4 INCH T, 9/16 INCH HOLE, 1-1/2 INCH HOLE SPACING, CARBON STEEL, GALV | FASTENAL COMPANY | 15870-00570 | Electric & Electronics Supplies | Pipe fittings | Pipe fittings | Mounting brackets | EA | 11 | 1 | Kindorf (Atkore) | B916 | KINDORF,B916,THREE HOLE, ANGLE,CONNECTOR | (source: Short Text / Long Text columns) | DESCRIPTION_MINED | rule=R3; matched span: "KINDORF,B916,THREE HOLE, ANGLE,CONNEC" | 2026-04-29
1089557 | KINDORF,B917,FIVE HOLE, ANGLE,CONNECTOR | CONNECTOR, ANGLE, 5 HOLES, 4-1/2 INCH L X 3 INCH W X 1/4 INCH T, 9/16 INCH HOLE, 1-1/2 INCH HOLE SPACING, CARBON STEEL, GALV | GRAYBAR ELECTRIC COMPANY | 88255513 | Electric & Electronics Supplies | Pipe fittings | Pipe fittings | Mounting brackets | EA | 10 | 1 | Kindorf (Atkore) | B917 | KINDORF,B917,FIVE HOLE, ANGLE,CONNECTOR | (source: Short Text / Long Text columns) | DESCRIPTION_MINED | rule=R3; matched span: "KINDORF,B917,FIVE HOLE, ANGLE,CONNECT" | 2026-04-29
1089711 | WIRE #14 AWG THHN RED STRANDED | WIRE, ELECTRICAL, BUILDING, 600 VOLT AC, 15 AMP, 109 MIL OD X 500 FOOT L, 15 MIL T INSULATION, 4 MIL T JACKET, 14 AWG STRANDED | FASTENAL COMPANY | 700347 | Electric & Electronics Supplies | Electrical wire | Electrical wire | Insulated or covered wire | EA | 1500 | 3 |  |  | Fastenal Industrial Supplies, OEM Fasteners, Safety Products & More | https://www.fastenal.com/product/details/700347 | NHR_DISCONTINUED | R3-P4: Fastenal catalog returned not-found / homepage redirect. PN likely discontinued. (prior: Vendor returned not-found page. Title: 'Fastenal Industrial Supplies, OEM Fasten) | 2026-04-30
1089860 | BUSFRSR5-6/10,FUSE | FUSE, TIME-DELAY, 56/10 AMP, 600 VOLT AC/300 VOLT DC, DUAL ELEMENT, CURRENT LIMITING, FRS-R SERIES, 200/20 KA INTERRUPT RATING AT | WESCO DISTRIBUTION, INC | FRSR5-6/10 | Electric & Electronics Supplies | Circuit protection devices and accessories | Circuit protection devices and accessories | Fuses | EA | 9 | 1 | EATON BUSSMANN | FRS-R-5-6/10 | Fusetron™ Fuse; Time Delay; Class RK5; 600VAC; 5-6/10A | https://buy.wesco.com/Electrical-and-Power-Distribution/Fuses/UL-Class-Fuses/EATON-BUSSMANN-SERIES/Fuse-Time-Delay-Class-RK5-600VAC/p/05171250823-1 | OK | From wesco_round2 bookmarklet (csv-raw/csv-raw). Title: | 2026-04-30
1089861 | WIRE,#12 AWG,THHN,WHITE, STRANDED | WIRE, ELECTRICAL, BUILDING, 600 VOLT AC, 20 AMP, 128 MIL OD X 500 FOOT L, 15 MIL T INSULATION, 4 MIL T JACKET, 12 AWG STRANDED | FASTENAL COMPANY | 700363 | Electric & Electronics Supplies | Electrical wire and cable and harness | Electrical wire and cable and harness | Building wire | PKG | 1 | 1 |  |  | unknown ¦ Fastenal | https://www.fastenal.com/product/details/700363 | NHR_HOUSE_BRAND | R3-P4: Fastenal non-catalog stub: 'Fastenal Approved Vendor' placeholder, no MFG attribution. House-brand or one-off SKU. (prior: Vendor page captured; auto-extract found no MFG/PN. Title: 'unknown ¦ Fastenal') | 2026-04-30
1090006 | WIRE,#10 AWG,HIGH TEMP, fibreglas 600V | WIRE, INDUSTRIAL POWER AND APPARATUS, 0.15 INCH DIA, 20 MIL T, 10 AWG, 37 STRANDS, 600 VOLT AT 200 DEG C, VW-1, FT-1 FLAME TEST, | GRAYBAR ELECTRIC COMPANY | 26437245 | Electric & Electronics Supplies | Electrical wire | Electrical wire | High temperature fiberglass insulated wire | EA | 250 | 1 |  | only. | Search Results List Page ¦ Graybar | https://www.graybar.com/search?text=26437245 | NHR_NO_VENDOR_HIT | R3-P4b: Graybar search refetched in round-3 but no PN-match found in result tiles; likely no real product exists for this vendor PN. (prior: Auto-extract pollution removed (matched "Part Number only" placeholder). Re-run ) | 2026-04-30
1090093 | CONDUIT NIPPLE GALV. 1/2"x 2" | NIPPLE, PIPE, 1/2 INCH X 2 INCH, MNPT X MNPT, 500 PSI, SCH 40, WELDED CONSTRUCTION, CARBON STEEL, GALVANIZED, ASTM A-53 TYPE E, | FW WEBB COMPANY | NIP12X2G | Electric & Electronics Supplies | Electrical conduit fittings and accessories | Electrical conduit fittings and accessories | Conduit nipples | EA | 18 | 1 |  |  | Nipple Galvanized 1/2 x 2 Inch Threaded Both Ends Standard Schedule 40 | https://www.fwwebb.com/wosn/?query=NIP12X2G | NHR_NO_VENDOR_HIT | R3-P4: Vendor page captured but no MFG attribution possible from autonomous extractors. (prior: From fw_webb bookmarklet (none/none). Title: Nipples 0331014803 Nipple) | 2026-04-30
1090119 | WOODHEAD,#1447,PLUG | PLUG, ELECTRICAL, STRAIGHT BLADE, 120 VOLT AC, 15 AMP, 2P, 3 WIRE, NEMA 5-15P, FEMALE, INDUSTRIAL GRADE, GROUNDING, DUSTGUARD, | FASTENAL COMPANY | 734401 | Electric & Electronics Supplies | Electrical lugs plugs and connectors | Electrical lugs plugs and connectors | Electrical connector assembly | EA | 6 | 1 | Woodhead (Molex) | 1447 | WOODHEAD,#1447,PLUG | (source: Short Text / Long Text columns) | OK | R4 web-research [conf:high] Woodhead 1447 Super-Safeway plug 15A 125V NEMA 5-15P src:https://www.platt.com/p/0062969/woodhead/super-safeway-straight-blade-plug-15a-125v-2p3w-yellow/786788701024/woo1447 | 2026-04-30
1090147 | CONDUIT NIPPLE GALV. 3/4"x 2" | NIPPLE, PIPE, 3/4 INCH X 2 INCH, MNPT X MNPT, 500 PSI, SCH 40, WELDED CONSTRUCTION, CARBON STEEL, GALVANIZED, ASTM A-53 TYPE E, | GRAYBAR ELECTRIC COMPANY | 88273314 | Electric & Electronics Supplies | Electrical conduit fittings and accessories | Electrical conduit fittings and accessories | Conduit nipples | EA | 19 | 2 |  | only. | Conduit Nipple, Rigid/IMC, Galvanized Steel, 3/4 x 2 in. | https://www.graybar.com/p/88273314 | NHR_HOUSE_BRAND | R5: Graybar /p/88273314 direct-fetch confirmed Graybar Vendor (house brand). PN '3/4 X 2' kept. | 2026-04-30
1090248 | CONDUIT NIPPLE GALV. 1/2"x 1-1/2" | NIPPLE,GALV,1/2""X1-1/2"" | FERGUSON ENTERPRISES LLC | IGNDJ | Electric & Electronics Supplies | Electrical conduit fittings and accessories | Electrical conduit fittings and accessories | Conduit nipples | EA | 16 | 2 |  |  | search | https://www.ferguson.com/search?q=IGNDJ&lang=en_US | NHR_NO_VENDOR_HIT | R3-P4: Vendor search captured but autonomous re-mine produced no MFG. (prior: From ferguson bookmarklet (none/none). Title: Sites-Ferguson-Site) | 2026-04-30
1090248 | CONDUIT NIPPLE GALV. 1/2"x 1-1/2" | NIPPLE,GALV,1/2""X1-1/2"" | FW WEBB COMPANY | NIP12X112G | Electric & Electronics Supplies | Electrical conduit fittings and accessories | Electrical conduit fittings and accessories | Conduit nipples | EA | 13 | 1 |  |  | Nipple Galvanized 1/2 x 1-1/2 Inch Threaded Both Ends Standard Schedule 40 | https://www.fwwebb.com/wosn/?query=NIP12X112G | NHR_NO_VENDOR_HIT | R3-P4: Vendor page captured but no MFG attribution possible from autonomous extractors. (prior: From fw_webb bookmarklet (none/none). Title: Nipples 0331014605 Nipple) | 2026-04-30
1090248 | CONDUIT NIPPLE GALV. 1/2"x 1-1/2" | NIPPLE,GALV,1/2""X1-1/2"" | GRAYBAR ELECTRIC COMPANY | 88273108 | Electric & Electronics Supplies | Electrical conduit fittings and accessories | Electrical conduit fittings and accessories | Conduit nipples | EA | 13 | 1 |  | only. | Conduit Nipple, Rigid/IMC, Galvanized Steel, 1/2 x 1-1/2 in. | https://www.graybar.com/p/88273108 | NHR_HOUSE_BRAND | R5: Graybar /p/88273108 direct-fetch confirmed Graybar Vendor (house brand). PN '1/2 X 1-1/2' kept. | 2026-04-30
1090305 | SWITCH MAGNETIC #2844 TW-M SENTROL INTER | CONTACT, ELECTRICAL, CONDUIT FITTING TERMINAL, 3 WATT, 100 VOLT AC/DC MAXIMUM, 0.25 AMP, 1000000 CYCLES LIFE EXPECTANCY, UP TO | FASTENAL COMPANY | 15870-00151 | Electric & Electronics Supplies | Electrical switches | Electrical switches | Magnetic switches | EA | 3 | 2 |  |  | SWITCH MAGNETIC #2844 TW-M SENTROL INTER ¦ Fastenal | https://www.fastenal.com/product/details/15870-00151 | NHR_HOUSE_BRAND | R3-P4: Fastenal product page has descriptive name but Manufacturer = 'Fastenal Approved Vendor'. No public MFG attribution. (prior: Vendor page captured; auto-extract found no MFG/PN. Title: 'SWITCH MAGNETIC #284) | 2026-04-30
1090330 | CROUSE HINDS #ECLK112, 1/2""X12"" LONG E | COUPLING, FLEX, CONDUIT, 1/2 INCH, 12 INCH L FLEXIBLE, 1-1/2 INCH OD, 10 INCH RADIUS OF BEND, MALE THREADED X UNF FEMALE UNION, | FASTENAL COMPANY | 924312768 | Electric & Electronics Supplies | Wire Raceways Conduit and Busways | Wire Raceways Conduit and Busways | Electrical conduit | EA | 1 | 1 | Crouse-Hinds (Eaton) | ECLK112 | CROUSE HINDS #ECLK112, 1/2""X12"" LONG E | (source: Short Text / Long Text columns) | DESCRIPTION_MINED | rule=R1; matched span: "CROUSE HINDS #ECLK112, 1/2""X12"" LONG E" | 2026-04-29
1090330 | CROUSE HINDS #ECLK112, 1/2""X12"" LONG E | COUPLING, FLEX, CONDUIT, 1/2 INCH, 12 INCH L FLEXIBLE, 1-1/2 INCH OD, 10 INCH RADIUS OF BEND, MALE THREADED X UNF FEMALE UNION, | GRAYBAR ELECTRIC COMPANY | 88070152 | Electric & Electronics Supplies | Wire Raceways Conduit and Busways | Wire Raceways Conduit and Busways | Electrical conduit | EA | 2 | 2 | Crouse-Hinds (Eaton) | ECLK112 | CROUSE HINDS #ECLK112, 1/2""X12"" LONG E | (source: Short Text / Long Text columns) | DESCRIPTION_MINED | rule=R1; matched span: "CROUSE HINDS #ECLK112, 1/2""X12"" LONG E" | 2026-04-29
1090340 | CROUSE HINDS-RE41 REDUCER 1-1/4"" x 1/2" | BUSHING, REDUCER, 1-1/4 INCH X 1/2 INCH, THREADED CONNECTION, EXPLOSIONPROOF, CARBON STEEL, SMOOTH PULLING SURFACE FINISH, NEC/CEC | FASTENAL COMPANY | 924315143 | Electric & Electronics Supplies | Electrical conduit fittings and accessories | Electrical conduit fittings and accessories | Reducing bushings | EA | 4 | 1 | Crouse-Hinds (Eaton) | RE41 | CROUSE HINDS-RE41 REDUCER 1-1/4"" x 1/2" | (source: Short Text / Long Text columns) | DESCRIPTION_MINED | rule=R4; matched span: "CROUSE HINDS-RE41 REDUCER 1-1/4"" x 1/2"" | 2026-04-29
1090382 | WIRE MARKER,PCMB-14 PANDUIT,PWM-PK-14,BR | LABEL, WIRE MARKER, PORTA-PACK®, 1.56 INCH H X 0.22 INCH W X 0.0088 INCH T, 46 - 90 TEXT LEGEND, CONSECUTIVE NUMBERS SERIALIZATION, | GRAYBAR ELECTRIC COMPANY | PCMB-14 | Industrial Supplies |  |  |  | EA | 3 | 1 | Panduit | PWM-PK-14 | WIRE MARKER,PCMB-14 PANDUIT,PWM-PK-14,BR | (source: Short Text / Long Text columns) | DESCRIPTION_MINED | rule=R3; matched span: "B-14 PANDUIT,PWM-PK-14,BR LABEL, WIRE MAR" | 2026-04-29
1090405 | BUSGMA1,FUSE | FUSE, FAST ACTING, 250 VOLT AC, 1 AMP, 35 AMP AT 250 VOLT AC, 10 KA AT 125 VOLT AC INTERRUPTING RATING, 5 MM DIA X 20 MM L, | GRAYBAR ELECTRIC COMPANY | GMA-1-R | Electric & Electronics Supplies | Circuit breakers and accessories | Circuit breakers and accessories | Fuses | EA | 5 | 1 |  | only. | Search Results List Page ¦ Graybar | https://www.graybar.com/search?text=GMA-1-R | NHR_NO_VENDOR_HIT | R3-P4b: Graybar search refetched in round-3 but no PN-match found in result tiles; likely no real product exists for this vendor PN. (prior: Auto-extract pollution removed (matched "Part Number only" placeholder). Re-run ) | 2026-04-30
1090437 | WIRE BELDEN #8760 18AWG 1PR BELDFOIL SH | WIRE, ELECTRONIC, 7.2 AMP AT 25 DEG C, 300 VOLT RMS, 18 AWG STRANDED, 6.5 OHM, 2 CONDUCTOR, 100% COVERAGE, 0.222 INCH DIA X 0.028 | RS AMERICAS INC | 70004867 | Electric & Electronics Supplies | Electrical wire | Electrical wire | Insulated or covered wire | EA | 500 | 2 | Belden | 8760 | WIRE BELDEN #8760 18AWG 1PR BELDFOIL SH | (source: Short Text / Long Text columns) | OK | R4 web-research [conf:high] Belden 8760 18AWG 1pr Beldfoil; RS PN 70004867 src:https://us.rs-online.com/product/belden/8760-060250/70004867/ | 2026-04-30
1090438 | WIRE,#12 AWG,HIGH TEMP,fibreglass ,600V | WIRE, ELECTRICAL, INDUSTRIAL POWER & APPARATUS, 12 AWG, 19 STRANDS, 600 VOLT, 200 DEG C, 20 MIL T INSULATION, 0.12 INCH DIA | GRAYBAR ELECTRIC COMPANY | 26454821 | Electric & Electronics Supplies | Electrical wire | Electrical wire | High temperature fiberglass insulated wire | EA | 250 | 1 |  |  | Search 26454821 ¦ Graybar | https://www.graybar.com/search/?text=26454821&enablePartNumberSearch=false | NHR_NO_VENDOR_HIT | R3-P4: Graybar search refetched in round-3 but no PN-match found in result tiles; likely no real product exists for this vendor PN. (prior: From graybar bookmarklet (none/none). Title: Search 26454821 ¦ Graybar) | 2026-04-30
1090442 | TUB,EMT,CONDUIT,3/4"", THINWALL | CONDUIT, ELECTRICAL, EMT, 3/4 INCH TRADE, 10 FOOT L, 0.922 INCH OD, 0.049 INCH WALL THICKNESS, 4.6 LB, 21 METRIC DESIGNATOR, | GRAYBAR ELECTRIC CO INC | 88272942 | Electric & Electronics Supplies | Electrical conduit | Electrical conduit | EMT thinwall conduit | EA | 50 | 1 |  | 3/4-EMT | Electroplated Steel EMT Conduit, 3/4 in., 10 ft. L | https://www.graybar.com/p/88272942 | NHR_HOUSE_BRAND | R5: Graybar /p/88272942 direct-fetch confirmed Graybar Vendor (house brand). PN '3/4-EMT' kept. | 2026-04-30
1090448 | BUSSMAN,FUSE PULLER,NYLON ,FP-3,LARGE | PULLER, FUSE, MEDIUM, 7-1/4 INCH OAL, INSULATED, NONSLIP HANDLES WITH PROTECTIVE FINGER STOPS, NYLON, GRAY, F/USE WITH 1 TO 1-3/4 | GRAINGER INCORPORATED | 6F447 | Electric & Electronics Supplies | Circuit breakers and accessories | Circuit breakers and accessories | Fuses | EA | 2 | 1 | Bussmann (Eaton) | FP-3 | BUSSMAN,FUSE PULLER,NYLON ,FP-3,LARGE | (source: Short Text / Long Text columns) | DESCRIPTION_MINED | rule=R5; matched span: "BUSSMAN,FUSE PULLER,NYLON ,FP-3,LARGE" | 2026-04-29
1090491 | CONDUIT NIPPLE GALV. 1"x CLOSE | NIPPLE, PIPE, 1 INCH X CLOSE, MNPT X MNPT, 500 PSI, SCH 40, WELDED CONSTRUCTION, CARBON STEEL, GALVANIZED, ASTM A-53 TYPE E, GRADE | GRAYBAR ELECTRIC COMPANY | 88273080 | Electric & Electronics Supplies | Wire Raceways Conduit and Busways | Wire Raceways Conduit and Busways | Electrical conduit | EA | 8 | 1 |  | 1 X CLOSE | Conduit Nipple, Rigid/IMC, Galvanized Steel, 1 x Close | https://www.graybar.com/p/88273080 | NHR_HOUSE_BRAND | R5: Graybar /p/88273080 direct-fetch confirmed Graybar Vendor (house brand). PN '1 X CLOSE' kept. | 2026-04-30
1090534 | HBL5369-C,RECP,NYLON,20A, CORDEND,2P,3W, | CONNECTOR, ELECTRICAL, STRAIGHT BLADE, 125 VOLT AC, 20 AMP, 2P, 3 WIRE, 1 HP, INDUSTRIAL GRADE, SPH, NEMA 6-20R, STANDARD WIRING, | FASTENAL COMPANY | 736195 | Electric & Electronics Supplies | Electrical conduit fittings and accessories | Electrical conduit fittings and accessories | Electrical receptacles | EA | 2 | 1 | Hubbell | HBL5369-C | Fastenal Industrial Supplies, OEM Fasteners, Safety Products & More | https://www.fastenal.com/product/details/736195 | OK | R4 web-research [conf:high] description explicitly states HBL5369-C connector src: | 2026-04-30
1090535 | WOODHEAD,#1547,RECEPTACLE | CONNECTOR, WIRE AND CABLE, CONNECTOR, 2P, 3 WIRE, NEMA 5-15, 125 VOLT, 15 AMP, 130141 SERIES, -40 TO 75 DEG C OPERATING, SCREW | RS AMERICAS INC | 130141-0031 | Electric & Electronics Supplies | Electrical lugs plugs and connectors | Electrical lugs plugs and connectors | Electrical connector assembly | EA | 6 | 1 | Woodhead (Molex) | 1547 | WOODHEAD,#1547,RECEPTACLE | (source: Short Text / Long Text columns) | OK | R4 web-research [conf:high] Molex Woodhead 130141-0031 = catalog 1547 src:https://www.newark.com/molex-woodhead/1547/connector-ac-power-receptacle/dp/15M1993 | 2026-04-30
1090540 | CONDUIT NIPPLE GALV. 3/4"x 6 | NIPPLE, PIPE, 3/4 INCH X 6 FOOT, MNPT X MNPT, 150 PSI, SCH 40, 0.824 INCH ID X 1.05 INCH OD, 0.113 INCH T WALL, 150 DEG F, WELDED | FW WEBB COMPANY | NIPPLES NIP34X6G | Electric & Electronics Supplies | Electrical conduit fittings and accessories | Electrical conduit fittings and accessories | Conduit nipples | EA | 10 | 1 |  |  | Search Results for NIPPLES NIP34X6G | https://www.fwwebb.com/wosn/?query=NIPPLES+NIP34X6G | NHR_NO_VENDOR_HIT | R3-P4: Vendor page captured but no MFG attribution possible from autonomous extractors. (prior: From fw_webb bookmarklet (none/none). Title: wosn - fwwebb) | 2026-04-30
1090556 | CROUSE HINDS CRH270 CONDULET COVER | Condulet, Product Height : 4.25 In, Product Length/Depth : 1.5 In, Product Width : .67 In, Trade Size : 3/4", Material : Sheet ECQ 104,789 2 MATERIAL 1090556 CROUSE HINDS CRH270 CONDULET COVER ERSA BEST EN Steel | FASTENAL COMPANY | 15870-00456 | Electric & Electronics Supplies | Electrical boxes and enclosures | Electrical boxes and enclosures | Conduit body covers | EA | 42 | 3 | Crouse-Hinds (Eaton) | CRH270 | CROUSE HINDS CRH270 CONDULET COVER | (source: Short Text / Long Text columns) | DESCRIPTION_MINED | rule=R5; matched span: "CROUSE HINDS CRH270 CONDULET COVER Condul" | 2026-04-29
1090556 | CROUSE HINDS CRH270 CONDULET COVER | Condulet, Product Height : 4.25 In, Product Length/Depth : 1.5 In, Product Width : .67 In, Trade Size : 3/4", Material : Sheet ECQ 104,789 2 MATERIAL 1090556 CROUSE HINDS CRH270 CONDULET COVER ERSA BEST EN Steel | GRAYBAR ELECTRIC COMPANY | 88067845 | Electric & Electronics Supplies | Electrical boxes and enclosures | Electrical boxes and enclosures | Conduit body covers | EA | 13 | 1 | Crouse-Hinds (Eaton) | CRH270 | CROUSE HINDS CRH270 CONDULET COVER | (source: Short Text / Long Text columns) | DESCRIPTION_MINED | rule=R5; matched span: "CROUSE HINDS CRH270 CONDULET COVER Condul" | 2026-04-29
1090561 | BATTERY, AAA, Alkaline, 1.5V DC | BATTERY, ELECTRICAL, ALKALINE, FUSION™, AAA, 1.5 VOLT, 1150 MAH, 0.39 | FASTENAL COMPANY | 60424 | Electric & Electronics Supplies | Batteries and cells and accessories | Batteries and cells and accessories | Alkaline batteries | EA | 96 | 2 | ENERGIZER | EN92 | ENERGIZER AAA Alkaline 1.50 V Standard Battery ¦ Fastenal | https://www.fastenal.com/product/details/60424 | OK | Auto-extracted via Playwright (mfg=dom). Title: 'ENERGIZER AAA Alkaline 1.50 V Standard Battery ¦ Fastenal' | 2026-04-29
1090583 | CONDUIT NIPPLE GALV. 3/4"x 4" | NIPPLE, PIPE, 3/4 INCH X 4 INCH, MNPT X MNPT, 150 PSI AT 150 DEG F, SCH 40, 0.824 INCH ID X 1.05 INCH OD, 0.113 INCH T WELD, | GRAYBAR ELECTRIC COMPANY | 88273318 | Electric & Electronics Supplies | Wire Raceways Conduit and Busways | Wire Raceways Conduit and Busways | Electrical conduit | EA | 9 | 1 |  | 3/4 | Conduit Nipple, Rigid/IMC, Galvanized Steel, 3/4 x 4 in. | https://www.graybar.com/p/88273318 | NHR_HOUSE_BRAND | R5: Graybar /p/88273318 direct-fetch confirmed Graybar Vendor (house brand). PN '3/4 X 4' kept. | 2026-04-30
1090594 | TNB,TY527MX,TIE WRAP, BLACK,LARGE,14"",3 | TIE, CABLE, STANDARD, TY-RAP®, 13.4 INCH L X 0.27 INCH W X 0.06 INCH T, 0.236 - 3.54 INCH DIA BUNDLE, 120 LB TENSILE, -60 TO 85 DEG | FASTENAL COMPANY | 719791 | Electric & Electronics Supplies | Electrical hardware and supplies | Electrical hardware and supplies | Cable ties | EA | 400 | 4 | Thomas & Betts (ABB) | TY527MX | TNB,TY527MX,TIE WRAP, BLACK,LARGE,14"",3 | (source: Short Text / Long Text columns) | OK | R4 web-research [conf:high] description explicitly states TY527MX src:https://new.abb.com/products/7TAG009280R0002/ty527mx | 2026-04-30
1090594 | TNB,TY527MX,TIE WRAP, BLACK,LARGE,14"",3 | TIE, CABLE, STANDARD, TY-RAP®, 13.4 INCH L X 0.27 INCH W X 0.06 INCH T, 0.236 - 3.54 INCH DIA BUNDLE, 120 LB TENSILE, -60 TO 85 DEG | FASTENAL COMPANY | 719791 | Electric & Electronics Supplies | Electrical hardware and supplies | Electrical hardware and supplies | Cable ties | PKG | 4 | 2 | Thomas & Betts (ABB) | TY527MX | TNB,TY527MX,TIE WRAP, BLACK,LARGE,14"",3 | (source: Short Text / Long Text columns) | OK | R4 web-research [conf:high] T&B TY527MX Ty-Rap cable tie 13.4 in 120lb black UV src:https://new.abb.com/products/7TAG009280R0002/ty527mx | 2026-04-30
1090594 | TNB,TY527MX,TIE WRAP, BLACK,LARGE,14"",3 | TIE, CABLE, STANDARD, TY-RAP®, 13.4 INCH L X 0.27 INCH W X 0.06 INCH T, 0.236 - 3.54 INCH DIA BUNDLE, 120 LB TENSILE, -60 TO 85 DEG | MOTION INDUSTRIES INC | 4530693 | Electric & Electronics Supplies | Electrical hardware and supplies | Electrical hardware and supplies | Cable ties | EA | 100 | 1 | Thomas & Betts (ABB) | TY527MX | TNB,TY527MX,TIE WRAP, BLACK,LARGE,14"",3 | (source: Short Text / Long Text columns) | OK | R4 web-research [conf:high] T&B Ty-Rap TY527MX stated in short description src: | 2026-04-30
1090598 | WIRE,#16/3,SJ CORD,300V BLACK | WIRE, ELECTRICAL, 300 VOLT, 16 AWG, 3 CONDUCTOR, TYPE SJ, BLACK | WESCO DISTRIBUTION, INC | ANX*4B-1603*MF*16-3C | Electric & Electronics Supplies | Electrical wire | Electrical wire | Portable electrical cord | EA | 54 | 1 |  |  | WESCO | https://buy.wesco.com/fsearch?q=ANX*4B-1603*MF*16-3C | NHR_NO_VENDOR_HIT | R3-P4: Wesco search returned no usable result anonymously (only 'WESCO' in title). Re-run round-1 bookmarklet from inside an active Wesco browsing session if MFG required. (prior: From wesco bookmarklet (none/none). Title: WESCO) | 2026-04-30
1090606 | WIRE #14 AWG HIGH TEMP fibreglas 600V | WIRE, ELECTRICAL, 600 VOLT, 14 AWG, TEFLON, BLACK, UL LISTED | GRAYBAR ELECTRIC COMPANY | 26461230 | Electric & Electronics Supplies | Electrical wire | Electrical wire | High temperature fiberglass insulated wire | EA | 250 | 1 |  |  | Search 26461230 ¦ Graybar | https://www.graybar.com/search/?text=26461230&enablePartNumberSearch=false | NHR_NO_VENDOR_HIT | R3-P4: Graybar search refetched in round-3 but no PN-match found in result tiles; likely no real product exists for this vendor PN. (prior: From graybar bookmarklet (none/none). Title: Search 26461230 ¦ Graybar) | 2026-04-30
1090616 | CROUSE HINDS,ECLK218, 3/4""X18"" LONG,EX | COUPLING, FLEX, CONDUIT, 3/4 INCH, 18 INCH L FLEXIBLE, 1-7/8 INCH OD, 12 INCH RADIUS OF BEND, MALE THREADED X UNF FEMALE UNION, | FASTENAL COMPANY | 924315753 | Electric & Electronics Supplies | Electrical conduit fittings and accessories | Electrical conduit fittings and accessories | Explosion-proof conduit nipples | EA | 2 | 1 | Crouse-Hinds (Eaton) | ECLK218 | CROUSE HINDS,ECLK218, 3/4""X18"" LONG,EX | (source: Short Text / Long Text columns) | DESCRIPTION_MINED | rule=R3; matched span: "CROUSE HINDS,ECLK218, 3/4""X18"" LONG,EX" | 2026-04-29
1090619 | WIREMOLD,2144,++ DEEP, BOX | BOX, SWITCH OR RECEPTACLE, 4-5/8 INCH H X 2-7/8 INCH W X 2-3/4 INCH D, BUFF, 10 PER PACK | GRAINGER INCORPORATED | 26X826 | Electric & Electronics Supplies | Electrical boxes and enclosures | Electrical boxes and enclosures | Outlet boxes | EA | 1 | 1 | WIREMOLD | V5744 | 500/700, Steel, GFCI Box Fitting | https://www.grainger.com/product/26X826 | OK | From grainger bookmarklet (csv-raw/csv-raw). Title: | 2026-04-30
1090646 | BOX,SWITCH,2-1/2 DEEP,519 RACO,LXWOW,STE | BOX,SWITCH,2-1/2 DEEP,519 RACO,LXWOW,STEEL CITY | GRAINGER INCORPORATED | 5A056 | Electric & Electronics Supplies | Wire Raceways Conduit and Busways | Wire Raceways Conduit and Busways | Electrical conduit | EA | 3 | 1 | RACO (Hubbell) | 519 | BOX,SWITCH,2-1/2 DEEP,519 RACO,LXWOW,STE | (source: Short Text / Long Text columns) | OK | R4 web-research [conf:high] RACO 519 confirmed via Grainger 5A056 src:https://www.grainger.com/product/RACO-Electrical-Box-Galvanized-5A056 | 2026-04-30
1090744 | CROUSE HINDS,ECLK115, 1/2""X15"" LONG,EX | COUPLING, FLEX, CONDUIT, 1/2 INCH, 15 INCH L FLEXIBLE, 1-1/2 INCH OD, 10 INCH RADIUS OF BEND, MALE THREADED X UNF FEMALE UNION, | FASTENAL COMPANY | 924314074 | Electric & Electronics Supplies | Electrical boxes and enclosures and fittings and accessories | Electrical boxes and enclosures and fittings and accessories | Electrical fittings | EA | 10 | 9 | Crouse-Hinds (Eaton) | ECLK115 | CROUSE HINDS,ECLK115, 1/2""X15"" LONG,EX | (source: Short Text / Long Text columns) | DESCRIPTION_MINED | rule=R3; matched span: "CROUSE HINDS,ECLK115, 1/2""X15"" LONG,EX" | 2026-04-29
1090784 | CONDUIT NIPPLE GALV. 1/2"x CLOSE | NIPPLE, PIPE, 1/2 INCH X CLOSE, MNPT, SCH 40, 500 PSI, WELDED CONSTRUCTION, ELECTRIC RESISTANCE WELD, METAL DETECTABLE, THREADED, | GRAINGER INCORPORATED | 6P787 | Electric & Electronics Supplies | Wire Raceways Conduit and Busways | Wire Raceways Conduit and Busways | Electrical conduit | EA | 15 | 1 |  | 6P787 | 1 1/8 in Lg, Pipe Nipple | https://www.grainger.com/product/6P787 | NHR_GATED | R3-P4: Grainger product page captured but 'Mfr. Model #' field not exposed in anonymous body text. (prior: From grainger bookmarklet (none/csv-raw). Title: ) | 2026-04-30
1090822 | WIRE,#4 AWG,THHN,BLACK, STRANDED | WIRE, ELECTRICAL, STRANDED CORE, 19 STRAND, 1 CONDUCTOR, THHN/THWN, 4 AWG, 70 AMP, 600 VOLT, 500 FOOT, 140 DEG F, 167 DEG F, 194 | GRAYBAR ELECTRIC COMPANY | 22061543 | Electric & Electronics Supplies | Electrical wire and cable and harness | Electrical wire and cable and harness | Building wire | EA | 175 | 1 |  | THHN-4-STR-BLK-CUT | THHN Building Wire, 4 AWG, Stranded, Bare Copper, Black, Cut to Length | https://www.graybar.com/p/22061543 | NHR_HOUSE_BRAND | R5: Graybar /p/22061543 direct-fetch confirmed Graybar Vendor (house brand). PN 'THHN-4-STR-BLK-CUT REEL' kept. | 2026-04-30
1090869 | CROUSE HINDS,ECLK215, 3/4""X15"" LONG,EX | COUPLING, FLEX, CONDUIT, 3/4 INCH, 15 INCH L FLEXIBLE, 1-7/8 INCH OD, 12 INCH RADIUS OF BEND, MALE THREADED X UNF FEMALE UNION, | FASTENAL COMPANY | 15870-00491 | Electric & Electronics Supplies | Electrical boxes and enclosures and fittings and accessories | Electrical boxes and enclosures and fittings and accessories | Electrical fittings | EA | 4 | 2 | Crouse-Hinds (Eaton) | ECLK215 | CROUSE HINDS,ECLK215, 3/4""X15"" LONG,EX | (source: Short Text / Long Text columns) | DESCRIPTION_MINED | rule=R3; matched span: "CROUSE HINDS,ECLK215, 3/4""X15"" LONG,EX" | 2026-04-29
1090869 | CROUSE HINDS,ECLK215, 3/4""X15"" LONG,EX | COUPLING, FLEX, CONDUIT, 3/4 INCH, 15 INCH L FLEXIBLE, 1-7/8 INCH OD, 12 INCH RADIUS OF BEND, MALE THREADED X UNF FEMALE UNION, | GRAYBAR ELECTRIC COMPANY | 15870-00491 | Electric & Electronics Supplies | Electrical boxes and enclosures and fittings and accessories | Electrical boxes and enclosures and fittings and accessories | Electrical fittings | EA | 1 | 1 | Crouse-Hinds (Eaton) | ECLK215 | CROUSE HINDS,ECLK215, 3/4""X15"" LONG,EX | (source: Short Text / Long Text columns) | DESCRIPTION_MINED | rule=R3; matched span: "CROUSE HINDS,ECLK215, 3/4""X15"" LONG,EX" | 2026-04-29
1090945 | SEALTITE,FLEX CONDUIT, LIQUIDTITE GY-1/2 | CONDUIT, ELECTRICAL, NON METALLIC LIQUIDTIGHT, 1/2 INCH, 0.622 - 0.642 INCH ID X 0.82 - 0.84 INCH OD, 100 FOOT L, LT SERIES, TYPE | GRAYBAR ELECTRIC COMPANY | 25166835 |  |  |  |  | EA | 50 | 1 | Electri-Flex | LA-11-GRY-1/2-CUT | PVC-Coated Galvanized Steel Type LA Gray Liquidtight Conduit, 1/2 in., Cut Reel | https://www.graybar.com/pvc-coated-galvanized-steel-type-la-gray-liquidtight-conduit-1-2-in--cut-reel/p/25166835?pcode=25166835 | OK | From graybar bookmarklet (title-parser/title-parser). Title: Electri-Flex LA-11-GRY-1/2-CUT REEL PVC-Coated Galvanized Steel Type LA Gray Liquidtight C | 2026-04-30
1090950 | BATTERY, C, Alkaline, 1.5 VDC | BATTERY, ELECTRICAL, ALKALINE, FUSION™, C, 1.5 VOLT, 6650 MAH, 0.98 INCH | APPLIED INDUSTRIAL TECHNOLOGIES INC | 111020001 | Electric & Electronics Supplies | Batteries and cells and accessories | Batteries and cells and accessories | Alkaline batteries | EA | 48 | 1 | Energizer | ALC-12PPJ |  |  | OK | R4 web-research [conf:high] Applied 111020001 = Energizer UltraPro ALC-12PPJ C alkaline src:https://www.applied.com/categories/general-industrial-products/batteries/batteries/c/4256?show=All | 2026-04-30
1090951 | TUB,EMT,CONDUIT,1/2"", THINWALL | CONDUIT, ELECTRICAL, EMT, 1/2 INCH TRADE, 10 FOOT L, 39/64 INCH ID X 45/64 OD, 3/64 INCH WALL THICKNESS, RESISTS FLATTENING, | GRAYBAR ELECTRIC COMPANY | 88272937 | Electric & Electronics Supplies | Wire Raceways Conduit and Busways | Wire Raceways Conduit and Busways | Electrical conduit | EA | 120 | 1 |  | 1/2-EMT | Electroplated Steel EMT Conduit, 1/2 in. | https://www.graybar.com/p/88272937 | NHR_HOUSE_BRAND | R5: Graybar /p/88272937 direct-fetch confirmed Graybar Vendor (house brand). PN '1/2-EMT' kept. | 2026-04-30
1090952 | KINDORF,B907,CHANNEL,3/4"" X1-1/2"",WITH | CHANNEL, STRUCTURAL, 10 FOOT L X 1-1/2 INCH W X 3/4 INCH D, 9/16 INCH SLOT, 14 GAUGE, CARBON STEEL, GOLD FINISH, W/PUNCHED HOLE, | GRAYBAR ELECTRIC COMPANY | 88036604 | Electric & Electronics Supplies | Structural building materials | Structural building materials | Metal strut channels | PCE | 4 | 1 | Kindorf (Atkore) | B907 | KINDORF,B907,CHANNEL,3/4"" X1-1/2"",WITH | (source: Short Text / Long Text columns) | DESCRIPTION_MINED | rule=R3; matched span: "KINDORF,B907,CHANNEL,3/4"" X1-1/2"",W" | 2026-04-29
1090973 | WIRE MARKER,PCMB-2 PANDUIT,PWM-PK-2,BRAD | MARKER, WIRE, BOOK, PORTA-PACK®, 10 PAGES, 315 PER CARD, 3150 LABELS, A - Z, 0 - 15, + (PLUS), - (MINUS), / (SLASH) LEGEND, 0.22 | GRAYBAR ELECTRIC COMPANY | PCMB-2 | Industrial Supplies |  |  |  | EA | 4 | 1 | Panduit | PWM-PK-2 | WIRE MARKER,PCMB-2 PANDUIT,PWM-PK-2,BRAD | (source: Short Text / Long Text columns) | DESCRIPTION_MINED | rule=R3; matched span: "MB-2 PANDUIT,PWM-PK-2,BRAD MARKER, WIRE," | 2026-04-29
1090977 | LAMP,MINILAMP,120PSB | LAMP, INCANDESCENT, MINIATURE, 3 WATT, 120 VOLT, 0.025 AMP, INDICATOR, WL-1510 SERIES, T2 BULB, #5 TELEPHONE SLIDE BASE, 10000 HOUR | FASTENAL COMPANY | 7003132 | Electric & Electronics Supplies | Lamps | Lamps | Incandescent lamps | EA | 40 | 1 | GREENFIELD INDUSTRIES | C16660 | #47 Cobalt 135° Split Point Wide Land Parabolic TiN Finish Jobber Drill ¦ Fastenal | https://www.fastenal.com/product/details/7003132 | OK | Auto-extracted via Playwright (mfg=dom). Title: '#47 Cobalt 135° Split Point Wide Land Parabolic TiN Finish Jobber Drill ¦ Fastenal' | 2026-04-29
1090981 | LAMP,MINILAMP,#755 | LAMP, INCANDESCENT, MINIATURE, 1 WATT, 6 VOLT, 0.15 AMP, INDICATOR, 586 SERIES, T3-1/4 BULB, BA9S MINIATURE BAYONET BASE, 4.15 | FASTENAL COMPANY | 7003090 | Electric & Electronics Supplies | Lamps | Lamps | Incandescent lamps | EA | 33 | 1 | GREENFIELD INDUSTRIES | C16616 | #5 Cobalt 135° Split Point Wide Land Parabolic TiN Finish Jobber Drill ¦ Fastenal | https://www.fastenal.com/product/details/7003090 | OK | Auto-extracted via Playwright (mfg=dom). Title: '#5 Cobalt 135° Split Point Wide Land Parabolic TiN Finish Jobber Drill ¦ Fastenal' | 2026-04-29
1090981 | LAMP,MINILAMP,755 | LAMP, INCANDESCENT, MINIATURE, 1 WATT, 6 VOLT, 0.15 AMP, INDICATOR, 586 SERIES, T3-1/4 BULB, BA9S MINIATURE BAYONET BASE, 4.15 | FASTENAL COMPANY | 7003090 | Electric & Electronics Supplies | Lamps | Lamps | Incandescent lamps | EA | 22 | 1 | GREENFIELD INDUSTRIES | C16616 | #5 Cobalt 135° Split Point Wide Land Parabolic TiN Finish Jobber Drill ¦ Fastenal | https://www.fastenal.com/product/details/7003090 | OK | Auto-extracted via Playwright (mfg=dom). Title: '#5 Cobalt 135° Split Point Wide Land Parabolic TiN Finish Jobber Drill ¦ Fastenal' | 2026-04-29
1090982 | LAMP,MINILAMP,1835 | LAMP, MINIATURE, 13.83 LUMENS, 55 VOLT, 0.05 AMP, 2.75 WATT, T3-1/4 | FASTENAL COMPANY | 7003105 | Electric & Electronics Supplies | Lamps | Lamps | Incandescent lamps | EA | 20 | 1 | GREENFIELD INDUSTRIES | C16632 | #20 Cobalt 135° Split Point Wide Land Parabolic TiN Finish Jobber Drill ¦ Fastenal | https://www.fastenal.com/product/details/7003105 | OK | Auto-extracted via Playwright (mfg=dom). Title: '#20 Cobalt 135° Split Point Wide Land Parabolic TiN Finish Jobber Drill ¦ Fastenal' | 2026-04-29
1091071 | ENTRELEC,ENT165113.16,GRD BLOCK,6MM,M4/6 | BLOCK, TERMINAL, GROUND, 480 AMP, 6 MM SPACING, 22 - 10 AWG, M 4/6.P, COMPRESSION SCREW CLAMP, DIN RAIL MOUNT, GREEN/YELLOW | RS AMERICAS INC | 70094291 | Electric & Electronics Supplies | Circuit protection devices and accessories | Circuit protection devices and accessories | Cartridge fuses | EA | 12 | 1 | Entrelec (ABB) | ENT165113.16 | ENTRELEC,ENT165113.16,GRD BLOCK,6MM,M4/6 | (source: Short Text / Long Text columns) | DESCRIPTION_MINED | rule=R3; matched span: "ENTRELEC,ENT165113.16,GRD BLOCK,6MM,M4" | 2026-04-29
1091092 | GE,MVR150/U,MED,150W, LAMP,#12598 | LAMP, HID, METAL HALIDE, 150 WATT, 120 VOLT, HIGH OUTPUT, BD17 BULB, E26 MEDIUM SCREW BASE, 10500 LUMEN MEAN, 14000 LUMEN INITIAL, | FASTENAL COMPANY | 7000707 | Electric & Electronics Supplies | Lamps | Lamps | Metal halide lamps | EA | 3 | 1 | GE | MVR150/U | GE,MVR150/U,MED,150W, LAMP,#12598 | (source: Short Text / Long Text columns) | DESCRIPTION_MINED | rule=R3; matched span: "GE,MVR150/U,MED,150W, LAMP,#1259" | 2026-04-29
1091101 | LOCKNUT,3"" | NUT, LOCK, 3 INCH, F/RIGID CONDUIT | GRAYBAR ELECTRIC COMPANY | 94009185 | Fasteners | Vending machines | Vending machines | Vending machines | EA | 4 | 1 | Crouse Hinds (Eaton) | 18X | Thin Construction Conduit Locknut, Steel, Rigid/IMC Conduit, 3 in. | https://www.graybar.com/thin-construction-conduit-locknut-steel-rigid-imc-conduit-3-in-/p/94009185?pcode=94009185 | OK | From graybar bookmarklet (title-parser/title-parser). Title: Crouse Hinds (Eaton) 18X Thin Construction Conduit Locknut, Steel, Rigid/IMC Conduit, 3 In | 2026-04-30
1091144 | TUB,GALV,CONDUIT 2"" RIGID | TUB,GALV,CONDUIT 2"" RIGID | GRAYBAR ELECTRIC COMPANY | 301091 | Electric & Electronics Supplies | Electrical conduit | Electrical conduit | Galvanized rigid conduit | EA | 90 | 1 |  |  | Search 301091 ¦ Graybar | https://www.graybar.com/search/?text=301091&enablePartNumberSearch=false | NHR_NO_VENDOR_HIT | R3-P4: Graybar search refetched in round-3 but no PN-match found in result tiles; likely no real product exists for this vendor PN. (prior: From graybar bookmarklet (none/none). Title: Search 301091 ¦ Graybar) | 2026-04-30
1091169 | KINDORF,H120,SADDLE, WASHER | WASHER, SADDLE, 5.2 INCH L X 5.2 INCH W X 3.2 INCH T, CARBON STEEL, GALV | GRAYBAR ELECTRIC COMPANY | 88255925 | Fasteners | Vending machines | Vending machines | Vending machines | EA | 22 | 1 | Kindorf (Atkore) | H120 | KINDORF,H120,SADDLE, WASHER | (source: Short Text / Long Text columns) | DESCRIPTION_MINED | rule=R3; matched span: "KINDORF,H120,SADDLE, WASHER WASHER," | 2026-04-29
1091270 | TUB,GALV,CONDUIT 1-1/4"" RIGID | CONDUIT, RIGID, 1-1/4 INCH TRADE, 10 FOOT L, 1.394 INCH ID X 1.66 INCH OD, 0.133 INCH T, 21.8 LB, EXCELLENT CORROSION RESISTANCE, | GRAYBAR ELECTRIC COMPANY | 88272870 | Electric & Electronics Supplies | Electrical conduit | Electrical conduit | Galvanized rigid conduit | EA | 170 | 2 |  | 1-1/4-GALV | Galvanized Rigid Steel Conduit, 1-1/4 in. | https://www.graybar.com/p/88272870 | NHR_HOUSE_BRAND | R5: Graybar /p/88272870 direct-fetch confirmed Graybar Vendor (house brand). PN '1-1/4-GALV' kept. | 2026-04-30
1091275 | CROUSE HINDS,ECLK327, 1""X27"" LONG,EXP | COUPLING, FLEX, 27 INCH L X 2-1/8 INCH DIA, 1 INCH HUB, 14 INCH BEND RADIUS, UNF FEMALE UNION TO MALE X FEMALE CONNECTION, FORGED | FASTENAL COMPANY | 15870-00646 | Electric & Electronics Supplies | Electrical conduit fittings and accessories | Electrical conduit fittings and accessories | Explosion-proof conduit nipples | EA | 1 | 1 | Crouse-Hinds (Eaton) | ECLK327 | CROUSE HINDS,ECLK327, 1""X27"" LONG,EXP | (source: Short Text / Long Text columns) | DESCRIPTION_MINED | rule=R3; matched span: "CROUSE HINDS,ECLK327, 1""X27"" LONG,EXP C" | 2026-04-29
1091311 | LAMP 100A/RS/STGPQ1 6120 A-21 100W ROUGH | LAMP 100A/RS/STGPQ1 6120 A-21 100W ROUGH #WWG4V427 | MOTION INDUSTRIES INC | 5215551 | Electric & Electronics Supplies | Lamps | Lamps | Fluorescent lamps | EA | 9 | 2 | GE | 100A/RS/STG | “5215551” | https://www.motion.com/products/no-results/5215551 | OK | R4 web-research [conf:medium] GE 100A/RS/STG 100W A21 rough service; long desc references this PN src:https://www.replacementlightbulbs.com/lamp100arscvg.html | 2026-04-30
1091319 | WIRE,#14 AWG,THHN,YELLOW, STRANDED | WIRE,#14 AWG,THHN,YELLOW, STRANDED | GRAYBAR ELECTRIC COMPANY | 88284570 | Electric & Electronics Supplies | Electrical wire and cable and harness | Electrical wire and cable and harness | Building wire | EA | 500 | 1 |  | THHN-14-STR-YEL-500S | THHN Building Wire, 14 AWG, Stranded, Bare Copper, Yellow, 500 ft. Spool | https://www.graybar.com/p/88284570 | NHR_HOUSE_BRAND | R5: Graybar /p/88284570 direct-fetch confirmed Graybar Vendor (house brand). PN 'THHN-14-STR-YEL-500S' kept. | 2026-04-30
1091383 | MMM,130C-1-1/2,SPLICING, TAPE,1-1/2"" | TAPE, ELECTRICAL, RUBBER SPLICING, 30 FOOT L X 1-1/2 INCH W X 0.76 MM T, 250 PSI TENSILE STRENGTH, 69 KV, 194 DEG F OPERATING, | GRAYBAR ELECTRIC COMPANY | 88175835 | Industrial Supplies | Vending machines | Vending machines | Vending machines | EA | 5 | 1 | Scotch | 130C-1-1/2X30FT | Scotch® Linerless Rubber Splicing Tape 130C, 1-1/2 in x 30 ft, Black, 1 roll/carton, 12 rolls/Case | https://www.graybar.com/scotch-linerless-rubber-splicing-tape-130c-1-1-2-in-x-30-ft-black-1-roll-carton-12-rolls-case/p/88175835?pcode=88175835 | OK | From graybar bookmarklet (csv-raw/csv-raw). Title: 3M 130C-1-1/2X30FT Scotch® Linerless Rubber Splicing Tape 130C, 1-1/2 In X 30 Ft, Black, 1 | 2026-04-30
1091436 | BUSGDB10A,FUSE,250V | FUSE, FAST ACTING, 20 MM L X 5 MM DIA, 250 VOLT AC, 10 AMP, 35 AMP AT 250 VOLT AC INTERRUPT RATING, FERRULE END CONNECTION, | GRAINGER INCORPORATED | 1CC59 | Electric & Electronics Supplies | Circuit breakers and accessories | Circuit breakers and accessories | Fuses | EA | 5 | 1 | BUSSMANN | GDB-10A | GDB Series, Fast-Acting, Fuse | https://www.grainger.com/product/1CC59 | OK | From grainger bookmarklet (csv-raw/csv-raw). Title: | 2026-04-30
1091523 | CROUSE HINDS LBY15 PULL ELBOW 1/2"" EXP | ELBOW, CONDUIT, SERVICE ENTRANCE, 90 DEG, 1/2 INCH, LBY SERIES, SCREW ON COVER, THREADED, 2-9/16 INCH H, VERTICAL MOUNTING, | FASTENAL COMPANY | 924313853 | Electric & Electronics Supplies | Electrical boxes and enclosures and fittings and accessories | Electrical boxes and enclosures and fittings and accessories | Electrical fittings | EA | 6 | 1 | Crouse-Hinds (Eaton) | LBY15 | CROUSE HINDS LBY15 PULL ELBOW 1/2"" EXP | (source: Short Text / Long Text columns) | DESCRIPTION_MINED | rule=R5; matched span: "CROUSE HINDS LBY15 PULL ELBOW 1/2"" EXP E" | 2026-04-29
1091527 | CROUSE HINDS,ECLK212, 3/4""X12"" LONG,EX | COUPLING, FLEX, CONDUIT, 3/4 INCH, 12 INCH L FLEXIBLE, 1-7/8 INCH OD, 12 INCH RADIUS OF BEND, MALE THREADED X UNF FEMALE UNION, | FASTENAL COMPANY | 924315589 | Electric & Electronics Supplies | Electrical boxes and enclosures and fittings and accessories | Electrical boxes and enclosures and fittings and accessories | Electrical fittings | EA | 1 | 1 | Crouse-Hinds (Eaton) | ECLK212 | CROUSE HINDS,ECLK212, 3/4""X12"" LONG,EX | (source: Short Text / Long Text columns) | DESCRIPTION_MINED | rule=R3; matched span: "CROUSE HINDS,ECLK212, 3/4""X12"" LONG,EX" | 2026-04-29
1091644 | WIRE MARKER,PCMB-3 PANDUIT,PWM-PK-3,BRAD | BOOK, REFERENCE, WIRE MARKER, PORTA-PACK®, 0.22 INCH W X 1.56 INCH H, 1 - 45 LEGEND, 450 NUMBER OF LABELS, -40 - 176 DEG F, | GRAYBAR ELECTRIC COMPANY | PCMB-3 | Electric & Electronics Supplies | Electrical wire and cable and harness | Electrical wire and cable and harness | Building wire | EA | 3 | 1 | Panduit | PWM-PK-3 | WIRE MARKER,PCMB-3 PANDUIT,PWM-PK-3,BRAD | (source: Short Text / Long Text columns) | DESCRIPTION_MINED | rule=R3; matched span: "MB-3 PANDUIT,PWM-PK-3,BRAD BOOK, REFERENC" | 2026-04-29
1091661 | COVER,PLAS,IVORY,ROCKER, TYPE,DECORA,#80 | PLATE, WALL, STANDARD SIZE GFCI, DECORA®, 2 GANG, 4-1/2 INCH L X 4.56 INCH W, SQUARE, SLEEK, VERSATILE, DEVICE MOUNT, THERMOSET | FASTENAL COMPANY | 15870-00498 | Electric & Electronics Supplies | Electrical boxes and enclosures | Electrical boxes and enclosures | Rocker switch cover plates | EA | 2 | 1 |  |  | COVER,PLAS,IVORY,ROCKER, TYPE,DECORA,#80 ¦ Fastenal | https://www.fastenal.com/product/details/15870-00498 | NHR_HOUSE_BRAND | R3-P4: Fastenal product page has descriptive name but Manufacturer = 'Fastenal Approved Vendor'. No public MFG attribution. (prior: Vendor page captured; auto-extract found no MFG/PN. Title: 'COVER,PLAS,IVORY,ROC) | 2026-04-30
1091664 | GE,25T10/120V,T-10,120V, SH.CASE,CL,MED | LAMP, INCANDESCENT, 25 WATT, 120 VOLT, STANDARD, T10 BULB, E26 MEDIUM SCREW BASE, 248 LUMEN, 1000 HOUR LIFE, 2800 K COLOR | GRAINGER INCORPORATED | 4V461 | Electric & Electronics Supplies | Lamps | Lamps | Incandescent lamps | EA | 8 | 1 | GE | 25T10/120V | GE,25T10/120V,T-10,120V, SH.CASE,CL,MED | (source: Short Text / Long Text columns) | DESCRIPTION_MINED | rule=R3; matched span: "GE,25T10/120V,T-10,120V, SH.CASE" | 2026-04-29
1091670 | GAI-TRONICS,13314-002, HORN DRIVER,HAZ A | DRIVER, INDOOR/OUTDOOR COMPRESSION, 5 INCH DIA X 5-1/2 INCH L, 30 WATT, 16 OHM, 300 - 4500 HZ, -40 - 158 DEG F, TYPE 4X, 1-3/8 INCH | GAI-TRONICS CORP | 13314-002 | Electric & Electronics Supplies | Audible and visual signaling devices | Audible and visual signaling devices | Hazardous area signal horns | EA | 1 | 1 | GAI-Tronics | 13314-002 | GAI-TRONICS,13314-002, HORN DRIVER,HAZ A |  | MFG_IS_VENDOR | Vendor IS the manufacturer (single-row direct-MFG vendor). Vendor PN treated as MFG PN. | 2026-04-29
1091713 | TNB,TY525MX,TIE WRAP, BLACK,MEDIUM,7-1/4 | TIE, CABLE, STANDARD, TY-RAP®, 7.31 INCH L X 0.184 INCH W X 0.043 INCH T, 0.138 - 1.77 INCH DIA BUNDLE, 50 LB TENSILE, -40 TO 85 | FASTENAL COMPANY | 719783 | Electric & Electronics Supplies | Electrical hardware and supplies | Electrical hardware and supplies | Cable ties | EA | 800 | 2 | Thomas & Betts (ABB) | TY525MX | TNB,TY525MX,TIE WRAP, BLACK,MEDIUM,7-1/4 | (source: Short Text / Long Text columns) | OK | R4 web-research [conf:high] description explicitly states TY525MX src: | 2026-04-30
1091713 | TNB,TY525MX,TIE WRAP, BLACK,MEDIUM,7-1/4 | TIE, CABLE, STANDARD, TY-RAP®, 7.31 INCH L X 0.184 INCH W X 0.043 INCH T, 0.138 - 1.77 INCH DIA BUNDLE, 50 LB TENSILE, -40 TO 85 | FASTENAL COMPANY | 719783 | Electric & Electronics Supplies | Electrical hardware and supplies | Electrical hardware and supplies | Cable ties | PKG | 8 | 2 | Thomas & Betts (ABB) | TY525MX | TNB,TY525MX,TIE WRAP, BLACK,MEDIUM,7-1/4 | (source: Short Text / Long Text columns) | OK | R4 web-research [conf:high] T&B TY525MX Ty-Rap cable tie 7.31 in 50lb black src:https://www.newark.com/abb-thomas-betts/ty525mx/cable-ties-self-lock-186mm-l-nylon/dp/70B878 | 2026-04-30
1091816 | CONDUIT NIPPLE GALV. 1"x 3" | NIPPLE, PIPE, 1 INCH X 3 INCH, MNPT X MNPT, 150 PSI, SCH 40, 1.049 INCH ID X 1.315 INCH OD, 0.133 INCH T WALL, 150 DEG F, WELDED | FW WEBB COMPANY | NIP1X3G | Electric & Electronics Supplies | Electrical conduit fittings and accessories | Electrical conduit fittings and accessories | Conduit nipples | EA | 3 | 1 |  |  | Nipple Galvanized 1 x 3 Inch Threaded Both Ends Standard Schedule 40 | https://www.fwwebb.com/wosn/?query=NIP1X3G | NHR_NO_VENDOR_HIT | R3-P4: Vendor page captured but no MFG attribution possible from autonomous extractors. (prior: From fw_webb bookmarklet (none/none). Title: Nipples 0331024208 Nipple) | 2026-04-30
1091855 | BUSGMA1/10,FUSE | FUSE, FAST ACTING, 20 MM L X 5 MM DIA, 250 VOLT AC, 100 MA, 35 AMP AT 250 VOLT AC, 10 KA AT 125 VOLT AC INTERRUPT RATING, FERRULE | RS AMERICAS INC | 70149481 | Electric & Electronics Supplies | Circuit protection devices and accessories | Circuit protection devices and accessories | Cartridge fuses | EA | 5 | 1 | Bussmann (Eaton) | GMA-1/10 |  |  | OK | R4 web-research [conf:high] description states GMA 1/10 amp fast-acting 5x20mm fuse src: | 2026-04-30
1091899 | HOFFMAN,PANEL,A-8N8P | HOFFMAN,PANEL,A-8N8P | FASTENAL COMPANY | 923368011 | Electric & Electronics Supplies | Electrical boxes and enclosures | Electrical boxes and enclosures | Back panels for enclosures | EA | 1 | 1 | Hoffman (nVent) | A-8N8P | HOFFMAN,PANEL,A-8N8P | (source: Short Text / Long Text columns) | DESCRIPTION_MINED | rule=R5; matched span: "HOFFMAN,PANEL,A-8N8P HOFFMAN,PANEL,A" | 2026-04-29
1092066 | CONNECTOR #106453 PEPPERL+FUCHS NJ5-18GM | PROX SWITCH #106453 PEPPERL+FUCHS NJ5-18GM-N-V1 LUWA | FASTENAL COMPANY |  | Electric & Electronics Supplies | Electrical lugs plugs and connectors | Electrical lugs plugs and connectors | Electrical connector assembly | EA | 3 | 1 | Pepperl+Fuchs | NJ5-18GM | CONNECTOR #106453 PEPPERL+FUCHS NJ5-18GM | (source: Short Text / Long Text columns) | DESCRIPTION_MINED | rule=R5; matched span: "6453 PEPPERL+FUCHS NJ5-18GM PROX SWITCH #106453" | 2026-04-29
1092082 | WIREMOLD V5744 RECEPTABLE BOX, 2-3/4"" D | BOX, RACEWAY, RECEPTACLE, 4-5/8 INCH L X 2-7/8 INCH W X 2-3/4 INCH D, 1 GANG, EXTRA DEEP, V200 SERIES, SINGLE CHANNEL SURFACE, 1/2 | GRAYBAR ELECTRIC COMPANY | 26X826 | Electric & Electronics Supplies | Electrical boxes and enclosures | Electrical boxes and enclosures | Receptacle boxes | EA | 2 | 2 | WIREMOLD | 40-6523 | Search 26X826 ¦ Graybar | https://www.graybar.com/search/?text=26X826&enablePartNumberSearch=false | MFG_FROM_PAGE_DESC | R3-P1a: brand 'WIREMOLD' matched in description text. (was: From graybar bookmarklet (none/csv-raw). Title: Search 26X826 ¦ Graybar) | 2026-04-30
1092116 | AB,500-TOJ930,SZ 00,3P OPEN,CONTACTOR,24 | CONTACTOR, ELECTRICAL, 9 AMP, 24 VOLT AC, 600 VOLT LINE, 50/60 HZ, 3P, 3PH, 1NO, NEMA 00, 1.5 HP AT 230 VOLT, 2 HP AT 380-415 VOLT, | FASTENAL COMPANY | 15851-00740 | Electric & Electronics Supplies | Relays | Relays | Electromechanical contactors | EA | 1 | 1 |  |  | 500-TOJ930 CONTACTOR ¦ Fastenal | https://www.fastenal.com/product/details/15851-00740 | NHR_HOUSE_BRAND | R3-P4: Fastenal product page has descriptive name but Manufacturer = 'Fastenal Approved Vendor'. No public MFG attribution. (prior: Vendor page captured; auto-extract found no MFG/PN. Title: '500-TOJ930 CONTACTOR) | 2026-04-30
1092134 | TNB TY523MX TIE WRAP BLACK SMALL 3-1/2"" | TIE, CABLE, STANDARD, TY-RAP®, 3.62 INCH L X 0.09 INCH W X 0.03 INCH T, 0.08 - 0.63 INCH DIA BUNDLE, 18 LB TENSILE, NON RELEASABLE, | FASTENAL COMPANY | 719774 | Electric & Electronics Supplies | Electrical hardware and supplies | Electrical hardware and supplies | Cable ties | EA | 100 | 1 | Thomas & Betts (ABB) | TY523MX | TNB TY523MX TIE WRAP BLACK SMALL 3-1/2"" | (source: Short Text / Long Text columns) | OK | R4 web-research [conf:high] T&B Ty-Rap TY523MX stated in short description src: | 2026-04-30
1092134 | TNB TY523MX TIE WRAP BLACK SMALL 3-1/2"" | TIE, CABLE, STANDARD, TY-RAP®, 3.62 INCH L X 0.09 INCH W X 0.03 INCH T, 0.08 - 0.63 INCH DIA BUNDLE, 18 LB TENSILE, NON RELEASABLE, | FASTENAL COMPANY | 719774 | Electric & Electronics Supplies | Electrical hardware and supplies | Electrical hardware and supplies | Cable ties | PKG | 3 | 3 | Thomas & Betts (ABB) | TY523MX | TNB TY523MX TIE WRAP BLACK SMALL 3-1/2"" | (source: Short Text / Long Text columns) | OK | R4 web-research [conf:high] TY523MX UV black cable tie src:https://new.abb.com/products/7TAG009010R0015/ty523mx | 2026-04-30
1092201 | #10/6,SUPER TREX,#88832, REDUCED DIA,P&R | #10/6,SUPER TREX,#88832, REDUCED DIA,P&R CABLE | FASTENAL COMPANY | 15870-00778 | Electric & Electronics Supplies | Electrical wire | Electrical wire | Portable electrical cord | FT | 50 | 1 |  |  | #10/6,SUPER TREX,#88832, REDUCED DIA,P&R ¦ Fastenal | https://www.fastenal.com/product/details/15870-00778 | NHR_HOUSE_BRAND | R3-P4: Fastenal product page has descriptive name but Manufacturer = 'Fastenal Approved Vendor'. No public MFG attribution. (prior: Vendor page captured; auto-extract found no MFG/PN. Title: '#10/6,SUPER TREX,#88) | 2026-04-30
1092204 | AC ADAPTER 12VDC 1000mA, 3-COM #7900-000 | ADAPTER, POWER, AC/DC, 13 VOLT DC, 0.8 AMP | FASTENAL COMPANY | 15870-00752 | Electric & Electronics Supplies | Power supplies | Power supplies | AC to DC power adapters | EA | 2 | 2 |  |  | AC ADAPTER 12VDC 1000mA, 3-COM #7900-000 ¦ Fastenal | https://www.fastenal.com/product/details/15870-00752 | NHR_HOUSE_BRAND | R3-P4: Fastenal product page has descriptive name but Manufacturer = 'Fastenal Approved Vendor'. No public MFG attribution. (prior: Vendor page captured; auto-extract found no MFG/PN. Title: 'AC ADAPTER 12VDC 100) | 2026-04-30
1092277 | CROUSE HINDS MI FLEXIBLE HANGER 3/4"" #A | CROUSE HINDS MI FLEXIBLE HANGER 3/4"" #AHG22104 | FASTENAL COMPANY | 15870-00286 | Electric & Electronics Supplies | Electrical boxes and enclosures and fittings and accessories | Electrical boxes and enclosures and fittings and accessories | Electrical fittings | EA | 1 | 1 | Crouse-Hinds (Eaton) | AHG22104 | CROUSE HINDS MI FLEXIBLE HANGER 3/4"" #A | (source: Short Text / Long Text columns) | OK | R4 web-research [conf:high] description explicitly states AHG22104 src:https://www.eaton.com/us/en-us/skuPage.AHG22104.html | 2026-04-30
1092277 | CROUSE HINDS MI FLEXIBLE HANGER 3/4"" #A | CROUSE HINDS MI FLEXIBLE HANGER 3/4"" #AHG22104 | GRAYBAR ELECTRIC COMPANY | AHG22104 | Electric & Electronics Supplies | Electrical boxes and enclosures and fittings and accessories | Electrical boxes and enclosures and fittings and accessories | Electrical fittings | EA | 4 | 1 | Crouse-Hinds (Eaton) | AHG22104 | CROUSE HINDS MI FLEXIBLE HANGER 3/4"" #A | (source: Short Text / Long Text columns) | OK | R4 web-research [conf:high] Crouse-Hinds AHG22104 flexible fixture hanger 3/4 src:https://www.eaton.com/us/en-us/skuPage.AHG22104.specifications.html | 2026-04-30
1092353 | CROUSE HINDS,COVER, WLGF-FS,1-DUP,GFCI,R | COVER, OUTLET BOX, WET LOCATION, 4-9/16 INCH L X 2-13/16 INCH W, DUPLEX, 1 GANG, RECTANGULAR, HORIZONTAL MOUNT, BACK AND SIDE | WESCO DISTRIBUTION, INC | WLGF-FS | Electric & Electronics Supplies | Electrical boxes and enclosures | Electrical boxes and enclosures | GFCI cover plates | EA | 1 | 1 | Crouse-Hinds (Eaton) | 1-DUP | CROUSE HINDS,COVER, WLGF-FS,1-DUP,GFCI,R | (source: Short Text / Long Text columns) | DESCRIPTION_MINED | rule=R5; matched span: "CROUSE HINDS,COVER, WLGF-FS,1-DUP,GFCI,R" | 2026-04-29
1092388 | ENTRELEC ENT #118368.16 END SECTION FEM6 | SECTION, END, 2.8 MM SPACING, SNAP ON MOUNT, GRAY, F/USE W/SINGLE TIER FEED THRU FEM6 MA 2.5/5 TERMINAL BLOCK | RS AMERICAS INC | 70094064 | Electric & Electronics Supplies | Electrical conduit fittings and accessories | Electrical conduit fittings and accessories | Terminal blocks | EA | 55 | 1 | Entrelec (ABB) | 118368.16 | ENTRELEC ENT #118368.16 END SECTION FEM6 | (source: Short Text / Long Text columns) | DESCRIPTION_MINED | rule=R5; matched span: "ENTRELEC ENT #118368.16 END SECTION FE" | 2026-04-29
1092405 | CIRCUIT BREAKER (6PK) LOCKOUT 120/277 CL | Circuit Breaker, Maximum Number Of Padlocks : 1, Circuit Breaker Voltage : 120/277 V, Height : 1 In, Padlock Shackle Maximum | FASTENAL COMPANY | 99088196 | Electric & Electronics Supplies | Circuit breakers and accessories | Circuit breakers and accessories | Molded case circuit breakers | PAC | 4 | 1 | BRADY WORLDWIDE INC | 65965 | 120/277V Red Polypropylene Single-Pole No Hole Clamp-On Circuit Breaker Lockout Device 6Ct ¦ Fastenal | https://www.fastenal.com/product/details/99088196 | OK | Auto-extracted via Playwright (mfg=dom). Title: '120/277V Red Polypropylene Single-Pole No Hole Clamp-On Circuit Breaker Lockout Device 6Ct' | 2026-04-29
1092419 | PANDUIT,T100X000VUC-BK, BLK ON ORG,VINYL | TAPE, LABEL, CONTINUOUS CASSETTE, 25 FOOT L X 1 INCH W, -58 TO 176 DEG | FASTENAL COMPANY | 8951874 | Electric & Electronics Supplies | Identification products | Identification products | Electrical wire markers | EA | 3 | 1 | Panduit | T100X000VUC-BK | PANDUIT,T100X000VUC-BK, BLK ON ORG,VINYL | (source: Short Text / Long Text columns) | DESCRIPTION_MINED | rule=R3; matched span: "PANDUIT,T100X000VUC-BK, BLK ON ORG,VI" | 2026-04-29
1092419 | PANDUIT,T100X000VUC-BK, BLK ON ORG,VINYL | TAPE, LABEL, CONTINUOUS CASSETTE, 25 FOOT L X 1 INCH W, -58 TO 176 DEG | RADWELL INTERNACIONAL LLC | 8951874 | Electric & Electronics Supplies | Identification products | Identification products | Electrical wire markers | EA | 4 | 1 | Panduit | T100X000VUC-BK | PANDUIT,T100X000VUC-BK, BLK ON ORG,VINYL | (source: Short Text / Long Text columns) | DESCRIPTION_MINED | rule=R3; matched span: "PANDUIT,T100X000VUC-BK, BLK ON ORG,VI" | 2026-04-29
1092445 | #14/3,SUPER TREX,#85194, TRIPLE GARD,SOO | CORD, ELECTRICAL, PORTABLE, SOOW, 600 VOLT, 15 AMP, 14 AWG, 3 CONDUCTOR, 0.548 INCH OD, 4.38 INCH BEND RADIUS, 105/34 STRAND, 0.045 | FASTENAL COMPANY |  | Electric & Electronics Supplies | Electrical wire | Electrical wire | Portable electrical cord | EA | 250 | 1 |  |  |  |  | NHR_NO_URL | R3-P4: No vendor catalog hit; PN may not exist in any covered vendor's catalog. Needs human research. (prior: Run fastenal_bookmarklet.html on the vendor site to extract MFG/PN. Vendor PN: () | 2026-04-30
1092468 | THERMOCOUPLE,K-TYPE,CONN, 2-PIN,MALE,#OS | CONNECTOR, THERMOCOUPLE, MALE PLUG, 2 PIN, TYPE K, STANDARD, GLASS | MOTION INDUSTRIES INC |  | Electric & Electronics Supplies | Control equipment | Control equipment | Thermocouple probes | EA | 6 | 1 |  |  |  |  | NHR_NO_URL | R3-P4: No vendor catalog hit; PN may not exist in any covered vendor's catalog. Needs human research. (prior: Run motion_industries_bookmarklet.html on the vendor site to extract MFG/PN. Ven) | 2026-04-30
1092674 | CONNECTOR PEPPERL+FUCHS #V1-W-N-5M-PUR | CONNECTOR PEPPERL+FUCHS #V1-W-N-5M-PUR DC CORDSET FOR PROX | FASTENAL COMPANY | 15870-00692 | Electric & Electronics Supplies | Electrical lugs plugs and connectors | Electrical lugs plugs and connectors | Electrical connector assembly | EA | 8 | 3 | Pepperl+Fuchs | V1-W-N-5M-PUR | CONNECTOR PEPPERL+FUCHS #V1-W-N-5M-PUR | (source: Short Text / Long Text columns) | DESCRIPTION_MINED | rule=R1; matched span: "CTOR PEPPERL+FUCHS #V1-W-N-5M-PUR CONNECTOR PE" | 2026-04-29
1092674 | CONNECTOR PEPPERL+FUCHS #V1-W-N-5M-PUR | CONNECTOR PEPPERL+FUCHS #V1-W-N-5M-PUR DC CORDSET FOR PROX | RS AMERICAS INC | V1-W-N-5M-PUR | Electric & Electronics Supplies | Electrical lugs plugs and connectors | Electrical lugs plugs and connectors | Electrical connector assembly | EA | 3 | 1 | Pepperl+Fuchs | V1-W-N-5M-PUR | CONNECTOR PEPPERL+FUCHS #V1-W-N-5M-PUR | (source: Short Text / Long Text columns) | OK | R4 web-research [conf:high] vpn equals mfg PN; NAMUR M12 cordset src:https://www.pepperl-fuchs.com/en/products-gp25581/9228 | 2026-04-30
1092683 | STEEL CITY OUTLET BOX #521511234EW GAL. | STEEL CITY OUTLET BOX #521511234EW GAL.SQUARE | GRAYBAR ELECTRIC COMPANY |  | Electric & Electronics Supplies | Electrical boxes and enclosures | Electrical boxes and enclosures | Electrical boxes | EA | 6 | 2 |  |  |  |  | NHR_NO_URL | R3-P4: No vendor catalog hit; PN may not exist in any covered vendor's catalog. Needs human research. (prior: Run graybar_bookmarklet.html on the vendor site to extract MFG/PN. Vendor PN: (e) | 2026-04-30
1092751 | CROUSE HINDS GUA0631 THREADED EXTENSION | EXTENSION, THREADED, 1-1/4 INCH D, 3 INCH DIA COVER OPENING, GUA SERIES, FERALOY IRON ALLOY, ELECTRO GALVANIZED/ALUMINUM ACRYLIC | FASTENAL COMPANY | 924143651 | Electric & Electronics Supplies | Electrical boxes and enclosures and fittings and accessories | Electrical boxes and enclosures and fittings and accessories | Electrical fittings | EA | 2 | 1 | Crouse-Hinds (Eaton) | GUA0631 | CROUSE HINDS GUA0631 THREADED EXTENSION | (source: Short Text / Long Text columns) | DESCRIPTION_MINED | rule=R5; matched span: "CROUSE HINDS GUA0631 THREADED EXTENSION E" | 2026-04-29
1092792 | BUSATC5,FUSE | FUSE, FAST ACTING, 5 AMP, 32 VOLT DC, SINGLE ELEMENT, ATC SERIES, 1 KA INTERRUPT RATING AT 32 VOLT DC, 3/4 INCH L X 3/4 INCH W X | FASTENAL COMPANY | 760227 | Electric & Electronics Supplies | Circuit breakers and accessories | Circuit breakers and accessories | Molded case circuit breakers | EA | 5 | 1 | Bussmann (Eaton) | ATC-5 | Fastenal Industrial Supplies, OEM Fasteners, Safety Products & More | https://www.fastenal.com/product/details/760227 | OK | R4 web-research [conf:high] Bussmann ATC-5 5A 32VDC blade fuse src:https://www.eaton.com/us/en-us/skuPage.ATC-5.html | 2026-04-30
1092994 | Q100CL/DC/2V-120V,100W, 120V,T4,CLEAR,ES | LAMP, HALOGEN, MINIATURE, 120 VOLT, 100 WATT, 0.83 AMP, 2.44 INCH L X 0.55 INCH DIA, T4-1/4 BULB SHAPE, MINIATURE SCREW E10 BASE, | FASTENAL COMPANY | 7002634 | Electric & Electronics Supplies | Lamps | Lamps | Halogen bulbs | EA | 4 | 1 | GREENFIELD INDUSTRIES | C44516 | 3/8" M2 Mo-Max HS Ground Square Tool Bit ¦ Fastenal | https://www.fastenal.com/product/details/7002634 | OK | Auto-extracted via Playwright (mfg=dom). Title: '3/8" M2 Mo-Max HS Ground Square Tool Bit ¦ Fastenal' | 2026-04-29
1093002 | RACO,BOX,4-11/16"",SQ, 2-1/8""D,WWG3LN25 | BOX, ELECTRICAL, 4-11/16 INCH L X 4-11/16 INCH W X 2-1/8 INCH D, 42 CUBIC INCH, (3) 1/2 INCH & (4) 3/4 INCH BACK KNOCKOUT, (12) 1/2 | GRAINGER INCORPORATED | 3LN25 | Electric & Electronics Supplies | Electrical conduit fittings and accessories | Electrical conduit fittings and accessories | Duplex receptacles | EA | 1 | 1 | RACO (Hubbell) | 257 | RACO,BOX,4-11/16"",SQ, 2-1/8""D,WWG3LN25 | (source: Short Text / Long Text columns) | OK | R4 web-research [conf:high] RACO 257 4-11/16 sq box via 3LN25 src:https://isl-my.com/products/RACO-257-Box-4-1116-In-Square-3LN25 | 2026-04-30
1093004 | BATTERY,DURACELL,2025,LITHIUM, 3V,WWG2HY | BATTERY, ELECTRICAL, COIN CELL, 3 VOLT DC, 0.092 INCH D X 0.782 INCH | FASTENAL COMPANY | 269076 | Electric & Electronics Supplies | Batteries | Batteries | Lithium batteries | EA | 5 | 1 | Duracell | WWG2HY | BATTERY,DURACELL,2025,LITHIUM, 3V,WWG2HY | (source: Short Text / Long Text columns) | DESCRIPTION_MINED | rule=R5; matched span: "TERY,DURACELL,2025,LITHIUM, 3V,WWG2HY BATT" | 2026-04-29
1093017 | HEAT TRACE THERMON POWER CONNECTION KIT | KIT, COMPONENT, TERMINATOR™ DP | ACI CONTROLS | DP TERMINATOR KIT | Electric & Electronics Supplies | Heating cables and elements | Heating cables and elements | Heat trace connection kits | EA | 7 | 6 | ACI Controls | DP TERMINATOR KIT | HEAT TRACE THERMON POWER CONNECTION KIT |  | MFG_IS_VENDOR | Vendor IS the manufacturer (single-row direct-MFG vendor). Vendor PN treated as MFG PN. | 2026-04-29
1093103 | GE LED22A50/150/827 A21 3WAY 700/2155/16 | LAMP, LED, 22 WATT, 120 VOLT, 22.8 AMP, A21 BULB, E26 MEDIUM SCREW BASE, 3 WAY, 2155 LUMEN INITIAL, 98 CRI, 2700 KELVIN, 25000 HOUR | FASTENAL COMPANY | 923384704 | Electric & Electronics Supplies | Lamps | Lamps | LED lamps | EA | 12 | 2 | GE | LED22A50/150/827 | GE LED22A50/150/827 A21 3WAY 700/2155/16 | (source: Short Text / Long Text columns) | DESCRIPTION_MINED | rule=R5; matched span: "GE LED22A50/150/827 A21 3WAY 700" | 2026-04-29
1093120 | CROUSE HINDS COVER #GUA06 | COVER, CONDUIT, SURFACE, CONDULET®, 3 INCH DIA OPENING, 12 THREAD PITCH, EXPLOSIONPROOF, EXTERNALLY THREADED, COPPER FREE ALUMINUM, | FASTENAL COMPANY | 15870-00261 | Electric & Electronics Supplies | Electrical boxes and enclosures and fittings and accessories | Electrical boxes and enclosures and fittings and accessories | Electrical fittings | EA | 3 | 1 | Crouse-Hinds (Eaton) | GUA06 | CROUSE HINDS COVER #GUA06 | (source: Short Text / Long Text columns) | DESCRIPTION_MINED | rule=R5; matched span: "CROUSE HINDS COVER #GUA06 COVER, CONDUIT," | 2026-04-29
1093142 | E&H,HI-HI,FEL-54,52002306 ,SWITCH,ELECTR | RELAY, ELECTRONIC, DPDT, FEL54 ELECTRONICS ONLY | FASTENAL COMPANY | 15870-00312 | Electric & Electronics Supplies | Electrical switches and accessories | Electrical switches and accessories | Limit switch | EA | 1 | 1 |  |  | E&H,HI-HI,FEL-54,52002306 ,SWITCH,ELECTR ¦ Fastenal | https://www.fastenal.com/product/details/15870-00312 | NHR_HOUSE_BRAND | R3-P4: Fastenal product page has descriptive name but Manufacturer = 'Fastenal Approved Vendor'. No public MFG attribution. (prior: Vendor page captured; auto-extract found no MFG/PN. Title: 'E&H,HI-HI,FEL-54,520) | 2026-04-30
1093217 | FLOURESCENT LAMP RECYCLING DRUM #DRM1149 | DRUM, STORAGE, FLUORESCENT LAMP, 23 INCH OD X 49 INCH H, 22-3/4 INCH DIA OPENING, SLIDE ON LID, CELLULOSE FIBERBOARD, BROWN KRAFT, | FASTENAL COMPANY | 99619931 | Electric & Electronics Supplies | Recycling services | Recycling services | Lamp recycling services | EA | 3 | 1 |  |  | 23" x 49" Kraft Fluorescent Lamp Recycling Drum, Slide-On Lid ¦ Fastenal | https://www.fastenal.com/product/details/99619931 | NHR_HOUSE_BRAND | R3-P4: Fastenal product page has descriptive name but Manufacturer = 'Fastenal Approved Vendor'. No public MFG attribution. (prior: Vendor page captured; auto-extract found no MFG/PN. Title: '23" x 49" Kraft Fluo) | 2026-04-30
1093217 | FLOURESCENT LAMP RECYCLING DRUM #DRM1149 | DRUM, STORAGE, FLUORESCENT LAMP, 23 INCH OD X 49 INCH H, 22-3/4 INCH DIA OPENING, SLIDE ON LID, CELLULOSE FIBERBOARD, BROWN KRAFT, | MOTION INDUSTRIES, INC. | 5727267 | Electric & Electronics Supplies | Recycling services | Recycling services | Lamp recycling services | EA | 2 | 1 | New Pig | DRM1149 | New Pig DRM1149 | https://www.motion.com/products/sku/05727267 | OK | From motion_industries bookmarklet (csv-raw/csv-raw). Title: | 2026-04-30
1093217 | FLOURESCENT LAMP RECYCLING DRUM #DRM1149 | DRUM, STORAGE, FLUORESCENT LAMP, 23 INCH OD X 49 INCH H, 22-3/4 INCH DIA OPENING, SLIDE ON LID, CELLULOSE FIBERBOARD, BROWN KRAFT, | NEW PIG CORPORATION | 5727267 | Electric & Electronics Supplies | Recycling services | Recycling services | Lamp recycling services | EA | 2 | 2 | New Pig | 5727267 | FLOURESCENT LAMP RECYCLING DRUM #DRM1149 |  | MFG_IS_VENDOR | Vendor IS the manufacturer (single-row direct-MFG vendor). Vendor PN treated as MFG PN. | 2026-04-29
1093627 | TCPI 80102341 CFL 23W SPIRAL 4100K 120V | LAMP, FLUORESCENT, COMPACT, 23 WATT, 120 VOLT AC, 0.38 AMP, 50/60 HZ, EL/MDT BULB, E26 MEDIUM SCREW BASE, 1600 LUMEN, 82 CRI, 4100 | FASTENAL COMPANY | 920375648 | Electric & Electronics Supplies | Lamps | Lamps | Compact fluorescent lamps | EA | 19 | 2 | TCP | L16A19N1541K | L16A19N1541K LED 16W A19 ND 4100K ¦ Fastenal | https://www.fastenal.com/product/details/920375648 | OK | Auto-extracted via Playwright (mfg=dom). Title: 'L16A19N1541K LED 16W A19 ND 4100K ¦ Fastenal' | 2026-04-29
1093627 | TCPI 80102341 CFL 23W SPIRAL 4100K 120V | LAMP, FLUORESCENT, COMPACT, 23 WATT, 120 VOLT AC, 0.38 AMP, 50/60 HZ, EL/MDT BULB, E26 MEDIUM SCREW BASE, 1600 LUMEN, 82 CRI, 4100 | GRAINGER INCORPORATED | 492Y95 | Electric & Electronics Supplies | Lamps | Lamps | Compact fluorescent lamps | EA | 7 | 1 | PHILIPS | EL/mdTQ 23W T2 4.1k | Medium Screw (E26), Fluorescent, Compact Fluorescent Bulb | https://www.grainger.com/product/492Y95 | OK | From grainger bookmarklet (csv-raw/csv-raw). Title: | 2026-04-30
1093643 | IDEAL,FUSE PULLER,NYLON, 34-016,MEDIUM | PULLER, FUSE, 7-1/4 INCH L, MEDIUM SIZE, PROTECTIVE FINGER STOPS FOR ADDED SAFETY, NO SLIP GRIP, HIGH IMPACT NYLON, YELLOW, UL | GRAINGER INCORPORATED | KUU8 | Electric & Electronics Supplies | Electrical conduit fittings and accessories | Electrical conduit fittings and accessories | Electrical receptacles | EA | 2 | 1 | Ideal Industries | 34-016 | IDEAL,FUSE PULLER,NYLON, 34-016,MEDIUM | (source: Short Text / Long Text columns) | OK | R4 web-research [conf:high] description states 34-016 (Note: KUU8 is 3KUU8 100A model) src:https://www.grainger.com/product/IDEAL-Fuse-Puller-9-16-in-to-1-in-3KUU8 | 2026-04-30
1093859 | THOMAS-BETT STC5355 CABLE TIE SCREW MT. | THOMAS-BETT STC5355 CABLE TIE SCREW MT. | GRAYBAR ELECTRIC COMPANY | 88266305 | Fasteners |  |  |  | EA | 50 | 1 | ABB (Thomas And Betts) | TC5355 | Cable Tie Mounts, Nylon, Polyamide 6.6, Screw Mount, 1.75 in L, 0.75 in. W, Black, 25 per Package | https://www.graybar.com/cable-tie-mounts-nylon-polyamide-6-6-screw-mount-1-75-in-l-0-75-in-w-black-25-per-package/p/88266305?pcode=88266305 | OK | From graybar bookmarklet (title-parser/title-parser). Title: ABB (Thomas And Betts) TC5355 Cable Tie Mounts, Nylon, Polyamide 6.6, Screw Mount, 1.75 In | 2026-04-30
1093861 | BALLAST GENERAL ELECTRIC GE454MVPS90-F 4 | BALLAST GENERAL ELECTRIC GE454MVPS90-F 4-LAMP ELEC T5 | GRAYBAR ELECTRIC COMPANY | 25511000 | Electric & Electronics Supplies | Electrical ballasts | Electrical ballasts | Fluorescent lamp ballasts | EA | 2 | 2 | GE | GE454MVPS90-F | UltraStart® Ballast, Electronic, Program/Rapid Start, T5 Fluorescent, 1 to 4 Lamps, 120/277V | https://www.graybar.com/ultrastart174-ballast-electronic-program-rapid-start-t5-fluorescent-1-to-4-lamps-120-277v/p/25511000?pcode=25511000 | OK | R3 cleanup: MFG=GE inferred from source desc "BALLAST GENERAL ELECTRIC GE454MVPS90-F". PN GE454MVPS90-F preserved. | 2026-04-30
1093997 | STEEL CITY RS 16 CC SQUARE EXPOSED WORK | COVER, ELECTRICAL, SQUARE BOX EXPOSED WORK, 4 INCH L, 1/2 INCH RAISED, 5 CUBIC INCH, VERTICAL, SCREW MOUNT, SQUARE, CARBON STEEL, | GRAYBAR ELECTRIC COMPANY | 89079288 | Electric & Electronics Supplies | Electrical boxes and enclosures | Electrical boxes and enclosures | Electrical boxes | EA | 2 | 1 | ABB (Thomas and Betts) | RS 16 CC | Steel City 4 in. Square Surface Cover, Steel, 1/2 in. Raised, (1) Ground Fault Receptacle | https://www.graybar.com/steel-city-4-in-square-surface-cover-steel-1-2-in-raised-1-ground-fault-receptacle/p/89079288 | OK | From graybar_round2 bookmarklet (csv-raw/csv-raw). Title: | 2026-04-30
1094008 | DE-B BEACON LED END OF CIRCUIT LIT KIT 1 | DE-B BEACON LED END OF CIRCUIT LIT KIT 120-277 (ACI) | ACI CONTROLS | 305258 | Electric & Electronics Supplies | Fire prevention equipment | Fire prevention equipment | Safety beacons | EA | 4 | 2 | ACI Controls | 305258 | DE-B BEACON LED END OF CIRCUIT LIT KIT 1 |  | MFG_IS_VENDOR | Vendor IS the manufacturer (single-row direct-MFG vendor). Vendor PN treated as MFG PN. | 2026-04-29
1094247 | THERMOCOUPLE 12"" #1K2BMU12WPZZZL1 DURR | UNIT, THERMOCOUPLE COUPLING, F/TEMPERATURE MEASUREMENT | JMS SOUTHEAST INCORPORATED | 1K2BMU12WPZZZL1 | Electric & Electronics Supplies | Control equipment | Control equipment | Thermocouple probes | EA | 15 | 2 | JMS Southeast | 1K2BMU12WPZZZL1 | THERMOCOUPLE 12"" #1K2BMU12WPZZZL1 DURR |  | MFG_IS_VENDOR | Vendor IS the manufacturer (single-row direct-MFG vendor). Vendor PN treated as MFG PN. | 2026-04-29
1094286 | CROUSE HINDS UNL-105 1/2"" NPT 90 DEGREE | CROUSE HINDS UNL-105 1/2"" NPT 90 DEGREE ANG UNION | FASTENAL COMPANY | 15870-00208 | Electric & Electronics Supplies | Electrical boxes and enclosures and fittings and accessories | Electrical boxes and enclosures and fittings and accessories | Electrical fittings | EA | 5 | 1 | Crouse-Hinds (Eaton) | UNL-105 | CROUSE HINDS UNL-105 1/2"" NPT 90 DEGREE | (source: Short Text / Long Text columns) | DESCRIPTION_MINED | rule=R5; matched span: "CROUSE HINDS UNL-105 1/2"" NPT 90 DEGREE" | 2026-04-29
1094302 | CROUSE HINDS #VMV7L2A/UNV1 LED LT PEND 3 | CROUSE HINDS #VMV7L2A/UNV1 LED LT PEND 3/4"" HUB | GRAYBAR ELECTRIC COMPANY | 26391037 |  |  |  |  | EA | 1 | 1 | Crouse-Hinds (Eaton) | VMV7L2A/UNV1 | CROUSE HINDS #VMV7L2A/UNV1 LED LT PEND 3 | (source: Short Text / Long Text columns) | DESCRIPTION_MINED | rule=R1; matched span: "CROUSE HINDS #VMV7L2A/UNV1 LED LT PEND 3" | 2026-04-29
1094666 | INTRINSIC PEPPERL+FUCHS KFD2-SR2-EX2.W | AMPLIFIER, SWITCH, 20 - 30 VOLT DC INPUT, 24 VOLT DC OUTPUT, 50 MA, 1 | FASTENAL COMPANY | 15870-00803 | Electric & Electronics Supplies | Process control devices | Process control devices | Isolator barriers | EA | 2 | 1 | Pepperl+Fuchs | KFD2-SR2-EX2.W | INTRINSIC PEPPERL+FUCHS KFD2-SR2-EX2.W | (source: Short Text / Long Text columns) | DESCRIPTION_MINED | rule=R5; matched span: "NSIC PEPPERL+FUCHS KFD2-SR2-EX2.W AMPLIFIER, SW" | 2026-04-29
1094675 | SYL FB40/CWX/6 24004 U BENT RS/PH F/LAMP | LAMP, FLUORESCENT, U SHAPED, 40 WATT, T12 BULB, G13 MEDIUM BI PIN BASE, 2100 LUMEN, 87 CRI, 4100 K COLOR TEMPERATURE, 18000 HOUR | FASTENAL COMPANY |  | Electric & Electronics Supplies | Lamps and lightbulbs | Lamps and lightbulbs | Incandescent lamps | EA | 24 | 2 |  |  |  |  | NHR_NO_URL | R3-P4: No vendor catalog hit; PN may not exist in any covered vendor's catalog. Needs human research. (prior: Run fastenal_bookmarklet.html on the vendor site to extract MFG/PN. Vendor PN: () | 2026-04-30
1094885 | LITHONIA LTG LED EDGE FLAT PANEL 3500K 4 | led flat panel m-volt 120-277 2x4 , 4000 lumens 3500k , lithonia | FASTENAL COMPANY | 923425489 | Electric & Electronics Supplies | Luminaires and light fittings | Luminaires and light fittings | LED flat panel light fixtures | EA | 2 | 1 | Lithonia (Acuity) | CPX 2X4 4000LM 35K M2 | LITHONIA LTG LED EDGE FLAT PANEL 3500K 4 | (source: Short Text / Long Text columns) | OK | R4 web-research [conf:medium] Lithonia CPX 2x4 4000lm 3500K MVOLT - matches description; could also be EPANL series src:https://www.cooper-electric.com/product/detail/1392532/lithonia-lighting-cpx-2x4-4000lm-35k-m2 | 2026-04-30
1095584 | TOPHAT PENDANT 11" X 2.7" X 10.4" in MOU | TOPHAT PENDANT 11" X 2.7" X 10.4" in MOUNT FOR VMVC & VMVS SERIES | Border States Industries, Inc. DBA | 205098 | Electric & Electronics Supplies | Luminaires and light fittings | Luminaires and light fittings | Pendant light fixtures | EA | 2 | 1 | Eaton Crouse-Hinds | APM2 | Eaton Crouse-Hinds Champ VMV / PVM Mounting Modules | https://www.borderstates.com/All-Products/Lighting/Lighting-Fixtures-Components/Hazardous-Area-Light-Fixtures-Accessories/Hazardous-Area-Light-Fixture-Accessories/Eaton-Crouse-Hinds-Champ-VMV-PVM-Mounting-Modules/Eaton-Crouse-Hinds-Champ-VMV-PVM-Mounting-Modules/p/205098 | OK | From border_states_round2 bookmarklet (csv-raw/csv-raw). Title: | 2026-04-30
1095584 | TOPHAT PENDANT 11" X 2.7" X 10.4" in MOU | TOPHAT PENDANT 11" X 2.7" X 10.4" in MOUNT FOR VMVC & VMVS SERIES | WESCO DISTRIBUTION, INC | APM2 | Electric & Electronics Supplies | Luminaires and light fittings | Luminaires and light fittings | Pendant light fixtures | EA | 22 | 10 | EATON CROUSE-HINDS | APM2 | Champ® Fixture Mounting Cover Pendant | https://buy.wesco.com/Lighting/Vaporproof-Lighting/HID-LED-and-Fluorescent-Fixtures/Vaporproof-Light-Fixture-Mounting-Hoods/EATON-CROUSE-HINDS-SERIES/Fixture-Mounting-Cover-Pendant/APM2/p/78227405250-1 | OK | From wesco_round2 bookmarklet (csv-raw/csv-raw). Title: | 2026-04-30
1095607 | SWITCH SELECTOR 10AMPS 120/240VAC 2NO2NC | SWITCH SELECTOR 3 POSITION ON-OFF-ON 10 AMPS 120/240VAC 2NO-2NC MANUAL | ENGLEWOOD ELECTRICAL SUPPLY COMPANY | 800T-J2KQ1 / XA2 / XA4 | Electric & Electronics Supplies | Electrical switches | Electrical switches | Selector switches | EA | 1 | 1 | Allen-Bradley (Rockwell) | 800T-J2KQ1 |  |  | OK | R4 web-research [conf:medium] Allen-Bradley 800T series selector switch; J2 = 3-pos knob maintained; KQ1 = contact block code; XA2/XA4 are accessories src:https://literature.rockwellautomation.com/idc/groups/literature/documents/td/800t-td006_-en-p.pdf | 2026-04-30
1096034 | LAMP LED T8 5000K 14W L4T8B/50K/14/F/DE | LAMP LED T8 5000K 14W L4T8B/50K/14/F/DE 4' QUOTE 1041334-0000-01 DATED | Border States Industries, Inc. DBA | L4T8B/50K/14/F/DE | Electric & Electronics Supplies | Lamps | Lamps | LED lamps | EA | 25 | 1 | Southwire | L4T8B50K14FDE | Southwire Type B LED T8 Lamps 14 W Bi-pin (G13) 4 ft Non-dimmable 1800 lm 5000 K | https://www.borderstates.com/All-Products/Lighting/Lamps-Light-Bulbs-Tubes/LED-Lamps/LED-Tube-Lamps/Southwire-Type-B-LED-T8-Lamps/Southwire-Type-B-LED-T8-Lamps-14-W-Bi-pin-%28G13%29-4-ft-Non-dimmable-1800-lm-5000-K/p/3649138?q=L4T8B/50K/14/F/DE | OK | From border_states_round2 bookmarklet (csv-raw/csv-raw). Title: | 2026-04-30
1096071 | STARTER VFD 75HP HEAVY DUTY 106 AMPS 100 | STARTER VFD 75HP HEAVY DUTY 106 AMPS 100HP STANDARD DUTY 142 AMPS | FASTENAL COMPANY | 15839-00169 | Electric & Electronics Supplies | Motor starting devices | Motor starting devices | Variable frequency motor starters | EA | 1 | 1 |  |  | STARTER VFD 75HP HEAVY DUTY 106 AMPS 100HP STANDARD DUTY 142 AMPS480V BENSHAW VFD ¦ Fastenal | https://www.fastenal.com/product/details/15839-00169 | NHR_HOUSE_BRAND | R3-P4: Fastenal product page has descriptive name but Manufacturer = 'Fastenal Approved Vendor'. No public MFG attribution. (prior: Vendor page captured; auto-extract found no MFG/PN. Title: 'STARTER VFD 75HP HEA) | 2026-04-30
1096072 | STARTER SOFT START 480V 1000AMP 800HP MO | STARTER SOFT START 480V 1000AMP 800HP MOTOR | FASTENAL COMPANY | 15839-00170 | Electric & Electronics Supplies | Motor starters | Motor starters | Soft starters | EA | 1 | 1 |  | MOTOR | STARTER SOFT START 480V 1000AMP 800HP MOTOR ¦ Fastenal | https://www.fastenal.com/product/details/15839-00170 | NHR_HOUSE_BRAND | R3-P4: Fastenal product page has descriptive name but Manufacturer = 'Fastenal Approved Vendor'. No public MFG attribution. (prior: Vendor page captured; auto-extract found no MFG/PN. Title: 'STARTER SOFT START 4) | 2026-04-30
1096158 | CONTACT AUXILIARY FRONT MOUNT 1 NO CONTA | CONTACT AUXILIARY FRONT MOUNT 1 NO CONTACT Fuji Electric 1.5A | FASTENAL COMPANY | 15839-00056 | Electric & Electronics Supplies | Relays | Relays | Auxiliary contacts | EA | 1 | 1 |  | CONTA | CONTACT AUXILIARY FRONT MOUNT 1 NO CONTA ¦ Fastenal | https://www.fastenal.com/product/details/15839-00056 | NHR_HOUSE_BRAND | R3-P4: Fastenal product page has descriptive name but Manufacturer = 'Fastenal Approved Vendor'. No public MFG attribution. (prior: Vendor page captured; auto-extract found no MFG/PN. Title: 'CONTACT AUXILIARY FR) | 2026-04-30
1096159 | CONTACT AUXILIARY FRONT MOUNT 1 NC CONTA | CONTACT AUXILIARY FRONT MOUNT 1 NC CONTACT Fuji Electric 1.5A | FASTENAL COMPANY | 15839-00057 | Electric & Electronics Supplies | Relays | Relays | Auxiliary contacts | EA | 1 | 1 |  | CONTA | CONTACT AUXILIARY FRONT MOUNT 1 NC CONTA ¦ Fastenal | https://www.fastenal.com/product/details/15839-00057 | NHR_HOUSE_BRAND | R3-P4: Fastenal product page has descriptive name but Manufacturer = 'Fastenal Approved Vendor'. No public MFG attribution. (prior: Vendor page captured; auto-extract found no MFG/PN. Title: 'CONTACT AUXILIARY FR) | 2026-04-30
1096232 | FUSE;15.5KV;40A;MV DISTRIBUTION | FUSE;15.5KV;40A;MV DISTRIBUTION; | FASTENAL COMPANY | 923267614 | Electric & Electronics Supplies | Circuit breakers and accessories | Circuit breakers and accessories | Medium voltage fuses | EA | 18 | 3 | EATON | FA4H40 | Eaton Cooper Power series current limiting full range fuse Indoor clip 15.5 kV 2.15 inch diameter Distribution C 40 ¦ Fastenal | https://www.fastenal.com/product/details/923267614 | OK | Auto-extracted via Playwright (mfg=dom). Title: 'Eaton Cooper Power series current limiting full range fuse Indoor clip 15.5 kV 2.15 inch d' | 2026-04-29
1096232 | FUSE;15.5KV;40A;MV DISTRIBUTION | FUSE;15.5KV;40A;MV DISTRIBUTION; | TIDAL POWER SERVICES LLC | CUTTLER-HAMMER 15.5KV 40A FUSES | Electric & Electronics Supplies | Circuit breakers and accessories | Circuit breakers and accessories | Medium voltage fuses | EA | 4 | 1 | Eaton (Cooper Power) | FA4H40 |  |  | OK | R4 web-research [conf:high] Cutler-Hammer (Eaton) 15.5kV 40A MV fuse = FA4H40 (sister to FA4H50) src:https://www.eaton.com/us/en-us/skuPage.FA4H40.html | 2026-04-30
1096233 | FUSE;15.5KV;50A;MV DISTRIBUTION | FUSE;15.5KV;50A;MV DISTRIBUTION; | FASTENAL COMPANY | 15851-00531 | Electric & Electronics Supplies | Circuit breakers and accessories | Circuit breakers and accessories | Time delay fuses | EA | 6 | 1 | Eaton | FA4H50 | FUSE;15.5KV;50A;MV DISTRIBUTION;15.5KV 50A FUSE 50KA SYMMETRIC;EATON CUTLER HAMMER #FA4H50 ¦ Fastenal | https://www.fastenal.com/product/details/15851-00531 | OK | R4 web-research [conf:high] 15.5kV 50A current-limiting fuse confirmed in pdesc src:https://www.eaton.com/us/en-us/skuPage.FA4H50.html | 2026-04-30
1045795A | CONNECTOR/CONDUIT:LIQUIDTITE/1/2/BOX |  | WESCO DISTRIBUTION, INC | 15852-00287 |  |  |  |  | EA | 42 | 5 |  |  | WESCO | https://buy.wesco.com/fsearch?q=15852-00287 | NHR_NO_VENDOR_HIT | R3-P4: Wesco search returned no usable result anonymously (only 'WESCO' in title). Re-run round-1 bookmarklet from inside an active Wesco browsing session if MFG required. (prior: From wesco bookmarklet (none/none). Title: WESCO) | 2026-04-30
1045796A | CONNECTOR/CONDUIT:LIQUIDTITE/1/2/90 D |  | WESCO DISTRIBUTION, INC | 4Q-950LT |  |  |  |  | EA | 20 | 1 | O-Z/GEDNEY | 4Q-950LT | Connector, Liquidtight; 90 Degree; Malleable Iron; 1/2 in. | https://buy.wesco.com/Cable-and-Wire-Management/Conduit/Liquidtight-Flexible-Conduit-Fittings/Liquidtight-Flexible-Conduit-Connectors-with-Grips/O-Z-GEDNEY/Connector-Liquidtight-90-Degree-Malleable-Iron/p/78312661863-1?queryId=dlgIYjjW1P&signalPosition=1&signalId=G_558116&searchterm=4Q-950LT&isSingleResult=true | OK | From wesco bookmarklet (title-parser/title-parser). Title: O-Z/GEDNEY 4Q-950LT 1/2 in. ¦ WESCO | 2026-04-30
1048301A | LAMP/INCANDESCENT:75 WATT 120 VOLT |  | WESCO DISTRIBUTION, INC | 100A21/FR-130V-TF |  |  |  |  | EA | 2 | 1 | Philips/Satco | 100A21/FR-130V-TF | WESCO | https://buy.wesco.com/fsearch?q=100A21%2FFR-130V-TF | OK | R4 web-research [conf:medium] vpn = mfg PN (Philips/Satco 100A21 frosted 130V) src:https://www.interlightus.com/light-bulb/PHILIPS-100A21/TF-130V | 2026-04-30
1048302A | LAMP/INCANDESCENT:100 WATT PN 100 |  | WESCO DISTRIBUTION, INC | 100A/RS-120V0I |  |  |  |  | EA | 9 | 1 | Generic incandescent | 100A/RS | WESCO | https://buy.wesco.com/fsearch?q=100A%2FRS-120V0I | OK | R4 web-research [conf:low] Candela/Sylvania/GE 100A/RS rough service A21 100W src:https://www.rexelusa.com/p/813134/candela/incandescent-bulb-rough-service-a21-100w-120-130v-frosted/100a-rs-130v | 2026-04-30
1048598A | RECEPTACLE APPLETON EFSR 2023 125V 20AMP |  | WESCO DISTRIBUTION, INC | 15852-00064 |  |  |  |  | EA | 2 | 2 | Appleton (Emerson) | EFSR2023 | RECEPTACLE APPLETON EFSR 2023 125V 20AMP | (source: Short Text / Long Text columns) | OK | R4 web-research [conf:high] Appleton EFSR 2023 125V 20A receptacle stated in description src: | 2026-04-30
1049677A | BATTERY:EMERGENCY LIGHT/CROUSE HINDS |  | GRAYBAR ELECTRIC COMPANY | ELPS-DR0391397 |  |  |  |  | EA | 1 | 1 | Crouse-Hinds (Eaton) | ELPS-DR0391397 | BATTERY:EMERGENCY LIGHT/CROUSE HINDS | (source: Short Text / Long Text columns) | OK | R4 web-research [conf:high] MFG PN matches vendor PN; Eaton ELPS-DR0391397 battery src:https://www.walterswholesale.com/crouse-hinds-elps-dr0391397-emergency-light-fixture-battery-12-volt-dc | 2026-04-30
1061000A | LAMP/LED 2X4 LAY IN FIXTURE |  | WESCO DISTRIBUTION, INC | KT-CBLED45PS-24C-8CSA-VDIM |  |  |  |  | EA | 10 | 1 | Keystone Technologies | KT-CBLED45PS-24C-8CSA-VDIM | WESCO | https://buy.wesco.com/fsearch?q=KT-CBLED45PS-24C-8CSA-VDIM | OK | R4 web-research [conf:medium] vpn appears to be Keystone CBLED45 LED panel src: | 2026-04-30
1064218A | PHOTO CELL INTERMATIC #K4121C 120VAC WWG |  | WESCO DISTRIBUTION, INC | K4121C |  |  |  |  | EA | 3 | 1 | INTERMATIC | K4121C | Photocontrol, 120VAC, Polycarbonate, 1/2 in. Threaded Stem Mount, Fixed Mount Position | https://buy.wesco.com/Lighting/Lighting-Controls/Photocontrol-Switches/INTERMATIC/Photocontrol-120VAC-Polycarbonate-1-2-in-Threaded-Stem-Mount-Fixed-Mount-Position/K4121C/p/07827500201-1?queryId=1Ob1Psxofm&signalPosition=1&signalId=G_2468721&searchterm=K4121C&isSingleResult=true | OK | From wesco bookmarklet (title-parser/title-parser). Title: INTERMATIC K4121C Photocontrol Switches ¦ WESCO | 2026-04-30
1064924A | SEALTITE CONN. 1/2" STRAIGHT#LT50 LIQUID |  | GRAYBAR ELECTRIC CO INC | ICA020802001LSI |  |  |  |  | EA | 10 | 1 |  | 2701034 | Search ICA020802001LSI ¦ Graybar | https://www.graybar.com/search/?text=ICA020802001LSI&enablePartNumberSearch=false | NHR_NO_VENDOR_HIT | R3-P4: Graybar search refetched in round-3 but no PN-match found in result tiles; likely no real product exists for this vendor PN. (prior: From graybar bookmarklet (none/csv-raw). Title: Search ICA020802001LSI ¦ Graybar) | 2026-04-30
1064924A | SEALTITE CONN. 1/2" STRAIGHT#LT50 LIQUID |  | GRAYBAR ELECTRIC COMPANY | 88073425 |  |  |  |  | EA | 25 | 2 | Crouse Hinds (Eaton) | LT50 | Liquidator™ Liquid Tight Connector, Malleable Iron, Straight, Flexible Metal Conduit, 1/2 in. | https://www.graybar.com/liquidator8482-liquid-tight-connector-malleable-iron-straight-flexible-metal-conduit-1-2-in-/p/88073425?pcode=88073425 | OK | From graybar bookmarklet (title-parser/title-parser). Title: Crouse Hinds (Eaton) LT50 Liquidator™ Liquid Tight Connector, Malleable Iron, Straight, Fl | 2026-04-30
1064933A | CROUSE HINDS,N2PM111S111 CRYDOM SWITCH I |  | GRAYBAR ELECTRIC COMPANY | 88319791 |  |  |  |  | EA | 1 | 1 | Crouse-Hinds (Eaton) | N2PM111S111 | CROUSE HINDS,N2PM111S111 CRYDOM SWITCH I | (source: Short Text / Long Text columns) | DESCRIPTION_MINED | rule=R3; matched span: "CROUSE HINDS,N2PM111S111 CRYDOM SWITCH I" | 2026-04-29
1065311A | BALLAST #ICN2S40N ADVANCE PHILIPS ELECTR |  | GRAYBAR ELECTRIC COMPANY | 25199426 |  |  |  |  | EA | 22 | 6 | Philips Lighting (Signify) | ICN-2S40-N | BALLAST #ICN2S40N ADVANCE PHILIPS ELECTR | (source: Short Text / Long Text columns) | OK | R4 web-research [conf:high] Graybar 25199426 ICN2S40N35I; description ICN2S40N src:https://www.graybar.com/icn-2s40-t12-centium-rs-120-277v-ballast/p/25199426 | 2026-04-30
1065311A | BALLAST #ICN2S40N ADVANCE PHILIPS ELECTR |  | WESCO DISTRIBUTION, INC | ICN2S40N35I |  |  |  |  | EA | 2 | 1 | Philips Lighting (Signify) | ICN-2S40-N-35I | BALLAST #ICN2S40N ADVANCE PHILIPS ELECTR | (source: Short Text / Long Text columns) | OK | R4 web-research [conf:high] Philips Advance Centium ICN-2S40-N-35I electronic ballast src:https://www.needco.com/product/detail/328916/advance-transformer-icn2s40n35i | 2026-04-30
1065635A | BEAM CLAMP #533 CH FOR RIGID CONDUIT 3/8 |  | GRAYBAR ELECTRIC COMPANY | 88073713 |  |  |  |  | EA | 12 | 1 | Crouse Hinds (Eaton) | 533 | Beam Clamp, Zinc Plated Malleable Iron, Rigid/IMC Conduit, 3/8 in., Max. Weight Support 100 lb. | https://www.graybar.com/beam-clamp-zinc-plated-malleable-iron-rigid-imc-conduit-3-8-in--max-weight-support-100-lb-/p/88073713?pcode=88073713 | OK | From graybar bookmarklet (title-parser/title-parser). Title: Crouse Hinds (Eaton) 533 Beam Clamp, Zinc Plated Malleable Iron, Rigid/IMC Conduit, 3/8 In | 2026-04-30
1065758A | GREENFIELD CONN 1/2" 90 #736 |  | GRAYBAR ELECTRIC COMPANY | 88032191 |  |  |  |  | EA | 9 | 1 | NSI-Bridgeport Fittings | 804-DC2 | Conduit Connector, Flex, 90°, Zinc Die Cast, 1/2 in. | https://www.graybar.com/conduit-connector-flex-90176-zinc-die-cast-1-2-in-/p/88032191?pcode=88032191 | OK | From graybar bookmarklet (title-parser/title-parser). Title: NSI-Bridgeport Fittings 804-DC2 Conduit Connector, Flex, 90°, Zinc Die Cast, 1/2 In. ¦ Gra | 2026-04-30
1066045A | SEALTITE CONNECTOR STRAIGHT LT75 3/4"" L |  | GRAYBAR ELECTRIC COMPANY | 88073432 |  |  |  |  | EA | 17 | 3 | Crouse Hinds (Eaton) | LT75 | Liquidator™ Liquid Tight Connector, Malleable Iron, Straight, Flexible Metal Conduit, 3/4 in. | https://www.graybar.com/liquidator8482-liquid-tight-connector-malleable-iron-straight-flexible-metal-conduit-3-4-in-/p/88073432?pcode=88073432 | OK | From graybar bookmarklet (title-parser/title-parser). Title: Crouse Hinds (Eaton) LT75 Liquidator™ Liquid Tight Connector, Malleable Iron, Straight, Fl | 2026-04-30
1075676A | ELEMENT HEATER OVER LOAD RELAY FH42 |  | Border States Industries, Inc. DBA | A200M1CAC |  |  |  |  | EA | 3 | 1 | Eaton | A200M1CAC | Eaton A200 Non-reversing Starters | https://www.borderstates.com/All-Products/Automation-Control/Motors-Motor-Controllers-Peripherals/Motor-Controls/Motor-Starters/Magnetic-Starters/Eaton-A200-Non-reversing-Starters/Eaton-A200-Non-reversing-Starters/p/2547343 | OK | From border_states_round2 bookmarklet (csv-raw/csv-raw). Title: | 2026-04-30
1075686A | ELEMENT HEATER OVERLOAD RELAY FH47 |  | Border States Industries, Inc. DBA | [5 empty] | EA | 3 | 1 |  |  |  |  | NHR_NO_URL | R3-P4: No vendor catalog hit; PN may not exist in any covered vendor's catalog. Needs human research. (prior: Run border_states_bookmarklet.html on the vendor site to extract MFG/PN. Vendor ) | 2026-04-30
1076437A | CLAMP GROUNDING RETRACTABLE HEAVY DUTY A |  | Border States Industries, Inc. DBA | RAC 20-B |  |  |  |  | EA | 5 | 1 | Stewart R. Browne Mfg | RAC 20-B | You searched for RAC 20-B | https://www.borderstates.com/search?q=RAC%2020-B | OK | R4 web-research [conf:high] Stewart R. Browne Retract-A-Clamp RAC 20-B grounding assembly src:https://staticgroundingequipment.srbrowne.com/item/static-grounding-and-bonding/retract-a-clamp-grounding-and-bonding-as | 2026-04-30
1076538A | SWITCH LIMIT GO PROXIMITY 120-600 VAC/10 |  | Border States Industries, Inc. DBA | D5061212C |  |  |  |  | EA | 3 | 3 |  |  | No Results ¦ Border States | https://www.borderstates.com/search?q=D5061212C | NHR_NO_VENDOR_HIT | R3-P4: Border States search captured but vendor now anti-bot-blocks autonomous refetch (Perfdrive captcha). Re-run round-1 bookmarklet in Chrome if MFG required. (prior: No useful page captured. Title: 'No Results ¦ Border States') | 2026-04-30
1076602A | FUSE SLOWBLOW 1AMP GLASS PUSHIN 5X20MM |  | Border States Industries, Inc. DBA | 2063191 |  |  |  |  | EA | 20 | 1 | Mersen | GDG1 | Mersen GDG Series Time Delay Fuses 1 A 250 V Glass 0.035 kA | https://www.borderstates.com/All-Products/Power-Distribution-Protection/Circuit-Protection-Devices/Fuses-Accessories/Fuses/Glass-Ceramic-Fuses/Mersen-GDG-Series-Time-Delay-Fuses/Mersen-GDG-Series-Time-Delay-Fuses-1-A-250-V-Glass-0-035-kA/p/2063191 | OK | From border_states_round2 bookmarklet (csv-raw/csv-raw). Title: | 2026-04-30
1077058A | FILTER DUST RITTAL FOR BOILER 6 DA |  | Border States Industries, Inc. DBA | 2373721 |  |  |  |  | EA | 4 | 1 | Rittal | 3173100 | Rittal Enclosure Filter Mats Roof | https://www.borderstates.com/All-Products/Electrical-Boxes-Cabinets-Enclosures-Racks/Electrical-Enclosures-Accessories/Electrical-Enclosure-Kits-Accessories/Electrical-Enclosure-Hardware-Accessories/Electrical-Enclosure-Fans-Filters/Rittal-Enclosure-Filter-Mats/Rittal-Enclosure-Filter-Mats-Roof/p/2373721 | OK | From border_states_round2 bookmarklet (csv-raw/csv-raw). Title: | 2026-04-30
1077345A | LIGHT PILOT HEAVY DUTY GREEN CAP (LENS) |  | Border States Industries, Inc. DBA | 8OOH-QR10G |  |  |  |  | EA | 2 | 1 | Allen-Bradley (Rockwell) | 800H-QR10G | No Results ¦ Border States | https://www.borderstates.com/search?q=8OOH-QR10G | OK | R4 web-research [conf:high] A-B 800H-QR10G green pilot light - vpn typo (8OOH=800H) src:https://www.rexelusa.com/p/64140/allen-bradley/pilot-light-full-voltage-120v-ac-dc-green-30mm/662073628736/800h-qr10g | 2026-04-30
1077351A | SWITCH TUMBLER FRONT OPERATED 1 GANG 3/4 |  | Border States Industries, Inc. DBA | 126694 |  |  |  |  | EA | 3 | 1 | Eaton Crouse-Hinds | EDSC2129 | Eaton Crouse-Hinds FlexStation™ Snap Switch Control Stations | https://www.borderstates.com/All-Products/Automation-Control/Industrial-Push-Buttons-Pilot-Lights-Control-Stations/Control-Stations-Enclosures-Pendants/Pendant-Control-Stations/Eaton-Crouse-Hinds-FlexStation%E2%84%A2-Snap-Switch-Control-Stations/Eaton-Crouse-Hinds-FlexStation%E2%84%A2-Snap-Switch-Control-Stations/p/126694 | OK | From border_states_round2 bookmarklet (csv-raw/csv-raw). Title: | 2026-04-30
1077388A | FUSE 3AMP 250VAC METRIC 5 X 20MM 0V TYPE |  | Border States Industries, Inc. DBA | 1986135 |  |  |  |  | EA | 10 | 1 | Eaton Bussmann | GMC3R | Eaton Bussmann GMC-R Series Medium Time Delay Fuses 3 A 250 V Glass 0.10/10 kA | https://www.borderstates.com/All-Products/Power-Distribution-Protection/Circuit-Protection-Devices/Fuses-Accessories/Fuses/Glass-Ceramic-Fuses/Eaton-Bussmann-GMC-R-Series-Medium-Time-Delay-Fuses/Eaton-Bussmann-GMC-R-Series-Medium-Time-Delay-Fuses-3-A-250-V-Glass-0-10-10-kA/p/1986135 | OK | From border_states_round2 bookmarklet (csv-raw/csv-raw). Title: | 2026-04-30
1077401A | BOARD PCB POWER SUPPLY DPC MODULE +/- 15 |  | Border States Industries | PRSYAY-0045175 |  |  |  |  | EA | 1 | 1 | Ohmart | PRSYAY-0045175 | No Results ¦ Border States | https://www.borderstates.com/search?q=PRSYAY-0045175 | OK | R5 deep-search [conf:high] eBay listing confirms Ohmart DPC Power Supply heater control 115V; vpn IS the MPN src:https://www.ebay.com/itm/293522602640 | 2026-04-30
1077618A | ELEMENT HEATER OVER LOAD RELAY FH84 |  | Border States Industries, Inc. DBA | - |  |  |  |  | EA | 3 | 1 |  |  | No Results ¦ Border States | https://www.borderstates.com/search?q=- | NHR_NO_VENDOR_HIT | R3-P4: Border States search captured but vendor now anti-bot-blocks autonomous refetch (Perfdrive captcha). Re-run round-1 bookmarklet in Chrome if MFG required. (prior: No useful page captured. Title: 'No Results ¦ Border States') | 2026-04-30
1077723A | ASSEMBLY STAB UP TO 150 AMP SIZE 3&4 FIV |  | WESCO DISTRIBUTION, INC | 4700A97G02 |  |  |  |  | EA | 2 | 1 | Eaton (Cutler-Hammer) | 4700A97G02 | WESCO | https://buy.wesco.com/fsearch?q=4700A97G02 | OK | R4 web-research [conf:high] Eaton MCC stab assembly Size 3/4 - DISCONTINUED; vpn matches mfg PN src:https://buy.wesco.com/Motor-Control-Mounting/EATON/Fuse-Holder-Stab-Assembly-3-2C-4/4700A97G02/p/49103099739-1 | 2026-04-30
1077868A | SOCKET RELAY 8 PIN SQUARE BASE BARRIER T |  | Border States Industries, Inc. DBA | 156887 |  |  |  |  | EA | 4 | 1 | Square D | 8501NR82 | Square D Harmony™ 8501R / 8501NR Relay Sockets Plug-in Relay 11 Blade Double Tier | https://www.borderstates.com/All-Products/Automation-Control/Relays/Relay-Sockets/Square-D-Harmony%E2%84%A2-8501R-8501NR-Relay-Sockets/Square-D-Harmony%E2%84%A2-8501R-8501NR-Relay-Sockets-Plug-in-Relay-11-Blade-Double-Tier/p/156887 | OK | From border_states_round2 bookmarklet (csv-raw/csv-raw). Title: | 2026-04-30
1077924A | CONNECTOR CND SCRUTITE 1-1/2" 180 LEXAN |  | Border States Industries, Inc. DBA | 149549 |  |  |  |  | EA | 4 | 2 | Eaton Crouse-Hinds | ST6 | Eaton Crouse-Hinds ST Scru-Tite® Series Conduit Hubs 2 in Zinc Die Cast Rigid/IMC | https://www.borderstates.com/All-Products/Conduit-Cable-Management/Conduit-Conduit-Supports-Fittings/Conduit-Fittings-Bodies/Conduit-Accessories/Conduit-Hubs/Eaton-Crouse-Hinds-ST-Scru-Tite%C2%AE-Series-Conduit-Hubs/Eaton-Crouse-Hinds-ST-Scru-Tite%C2%AE-Series-Conduit-Hubs-2-in-Zinc-Die-Cast-Rigid-IMC/p/149549 | OK | From border_states_round2 bookmarklet (csv-raw/csv-raw). Title: | 2026-04-30
1078102A | ELEMENT HEATER OVER LOAD RELAY FH86 |  | Border States Industries, Inc. DBA | FH86 |  |  |  |  | EA | 3 | 1 | Eaton | FH86 | Eaton Series A200 B100 Overload Heaters | https://www.borderstates.com/All-Products/Automation-Control/Motors-Motor-Controllers-Peripherals/Motor-Controls/Motor-Protection/Heater-Elements/Eaton-Series-A200-B100-Overload-Heaters/Eaton-Series-A200-B100-Overload-Heaters/p/3406754 | OK | From border_states_round2 bookmarklet (csv-raw/csv-raw). Title: | 2026-04-30
1078195A | ELEMENT HEATER OVER LOAD RELAY FH43 |  | Border States Industries, Inc. DBA | FH43 |  |  |  |  | EA | 3 | 1 | Eaton | FH43 | Eaton Series A200 B100 Overload Heaters | https://www.borderstates.com/All-Products/Automation-Control/Motors-Motor-Controllers-Peripherals/Motor-Controls/Motor-Protection/Heater-Elements/Eaton-Series-A200-B100-Overload-Heaters/Eaton-Series-A200-B100-Overload-Heaters/p/2235901 | OK | From border_states_round2 bookmarklet (csv-raw/csv-raw). Title: | 2026-04-30
1078320A | CLAMP HOSE ALL STAINLESS FITS 6" PIPE CL |  | Border States Industries, Inc. DBA | 54155K38 |  |  |  |  | EA | 30 | 1 | McMaster-Carr | 54155K38 | No Results ¦ Border States | https://www.borderstates.com/search?q=54155K38 | OK | R4 web-research [conf:medium] McMaster-Carr 54155K series worm-drive clamp; vpn = McMaster SKU (resold) src:https://www.mcmaster.com/ | 2026-04-30
1078461A | STATION PUSH BUTTON 4 NO & 4 NC MOMENTAR |  | Border States Industries, Inc. DBA | 24020594 |  |  |  |  | EA | 1 | 1 |  |  | No Results ¦ Border States | https://www.borderstates.com/search?q=24020594 | NHR_NO_VENDOR_HIT | R3-P4: Border States search captured but vendor now anti-bot-blocks autonomous refetch (Perfdrive captcha). Re-run round-1 bookmarklet in Chrome if MFG required. (prior: No useful page captured. Title: 'No Results ¦ Border States') | 2026-04-30
1078466A | SWITCH TOGGLE SINGLE POLE 20 AMPS 120-22 |  | Border States Industries, Inc. DBA | 122509 |  |  |  |  | EA | 3 | 1 | Berk-Tek Leviton | CS1202 | Leviton SPST Toggle Light Switches 20 A 120/277 V Brown | https://www.borderstates.com/All-Products/Electrical-Wiring-Devices/Lighting-Electrical-Switches/Light-Switches-Switch-Accessories/Light-Switches/Leviton-SPST-Toggle-Light-Switches/Leviton-SPST-Toggle-Light-Switches-20-A-120-277-V-Brown/p/122509 | OK | From border_states_round2 bookmarklet (csv-raw/csv-raw). Title: | 2026-04-30
1078530A | STARTER FULL VOLTAGE NON-REVERSING SIZE |  | Border States Industries, Inc. DBA | HA-SJ-FL-150X50X150NPTXFEXN |  |  |  |  | EA | 6 | 6 |  |  | No Results ¦ Border States | https://www.borderstates.com/search?q=HA-SJ-FL-150X50X150NPTXFEXN | NHR_NO_VENDOR_HIT | R3-P4: Border States search captured but vendor now anti-bot-blocks autonomous refetch (Perfdrive captcha). Re-run round-1 bookmarklet in Chrome if MFG required. (prior: No useful page captured. Title: 'No Results ¦ Border States') | 2026-04-30
1078600A | COVER SELECTOR SWITCH EXPLOSION PROOF 3 |  | Border States Industries, Inc. DBA | 1586801 |  |  |  |  | EA | 4 | 2 | Eaton Crouse-Hinds | DSD927SA | Eaton Crouse-Hinds Control Station Cover and Selector Switch Sub-assemblies | https://www.borderstates.com/All-Products/Automation-Control/Industrial-Push-Buttons-Pilot-Lights-Control-Stations/Control-Stations-Enclosures-Pendants/Pendant-Control-Stations/Eaton-Crouse-Hinds-Control-Station-Cover-and-Selector-Switch-Sub-assemblies/Eaton-Crouse-Hinds-Control-Station-Cover-and-Selector-Switch-Sub-assemblies/p/1586801 | OK | From border_states_round2 bookmarklet (csv-raw/csv-raw). Title: | 2026-04-30
1078623A | BREAKER CIRCUIT TYPE FA THERMAL MAGNETIC |  | GRAYBAR ELECTRIC COMPANY | FDB3015 |  |  |  |  | EA | 1 | 1 |  | METSEPMRS4854W | Search FDB3015 ¦ Graybar | https://www.graybar.com/search/?text=FDB3015&enablePartNumberSearch=false | NHR_NO_VENDOR_HIT | R3-P4: Graybar search refetched in round-3 but no PN-match found in result tiles; likely no real product exists for this vendor PN. (prior: From graybar bookmarklet (none/csv-raw). Title: Search FDB3015 ¦ Graybar) | 2026-04-30
1078745A | RECEPTACLE ELEC HAZDUTY FEMALE EXLOSION |  | Border States Industries, Inc. DBA | 125215 |  |  |  |  | EA | 2 | 1 | Eaton Crouse-Hinds | CPS152R | Eaton Crouse-Hinds Arktite® Pin and Sleeve Receptacles | https://www.borderstates.com/All-Products/Electrical-Wiring-Devices/Electrical-Receptacles/Pin-Sleeve-Inlets-Receptacles/Eaton-Crouse-Hinds-Arktite%C2%AE-Pin-and-Sleeve-Receptacles/Eaton-Crouse-Hinds-Arktite%C2%AE-Pin-and-Sleeve-Receptacles/p/125215 | OK | From border_states_round2 bookmarklet (csv-raw/csv-raw). Title: | 2026-04-30
1078809A | LEVER FOR ROTARY ACTUATED SWITCH 5-1/4" |  | Border States Industries, Inc. DBA | 6PA19 |  |  |  |  | EA | 6 | 1 |  |  | No Results ¦ Border States | https://www.borderstates.com/search?q=6PA19 | NHR_NO_VENDOR_HIT | R3-P4: Border States search captured but vendor now anti-bot-blocks autonomous refetch (Perfdrive captcha). Re-run round-1 bookmarklet in Chrome if MFG required. (prior: No useful page captured. Title: 'No Results ¦ Border States') | 2026-04-30
1078814A | PUSH BUTTON SINGLE GANG 1 BUTTON FACTORY |  | Border States Industries, Inc. DBA | 1080748 |  |  |  |  | EA | 1 | 1 | Eaton Crouse-Hinds | EFS2184 | Eaton Crouse-Hinds FlexStation™ Push Button Control Stations | https://www.borderstates.com/All-Products/Automation-Control/Industrial-Push-Buttons-Pilot-Lights-Control-Stations/Control-Stations-Enclosures-Pendants/Pendant-Control-Stations/Eaton-Crouse-Hinds-FlexStation%E2%84%A2-Push-Button-Control-Stations/Eaton-Crouse-Hinds-FlexStation%E2%84%A2-Push-Button-Control-Stations/p/1080748 | OK | From border_states_round2 bookmarklet (csv-raw/csv-raw). Title: | 2026-04-30
1078834A | ELEMENT HEATER OVER LOAD RELAY FH83 |  | Border States Industries, Inc. DBA | FH83 |  |  |  |  | EA | 3 | 1 | Eaton | FH83 | Eaton Series A200 B100 Overload Heaters | https://www.borderstates.com/All-Products/Automation-Control/Motors-Motor-Controllers-Peripherals/Motor-Controls/Motor-Protection/Heater-Elements/Eaton-Series-A200-B100-Overload-Heaters/Eaton-Series-A200-B100-Overload-Heaters/p/2862408 | OK | From border_states_round2 bookmarklet (csv-raw/csv-raw). Title: | 2026-04-30
1078880A | COMPOUND SEALANT 2.8 OZ. TUBE |  | Border States Industries, Inc. DBA | 211759 |  |  |  |  | EA | 2 | 1 | OZ-Gedney (Emerson) | KOPR-SHIELD | COMPOUND SEALANT 2.8 OZ. TUBE | (source: Short Text / Long Text columns) | OK | R5 deep-search [conf:medium] OZ-Gedney KOPR-SHIELD compound sealant in 2.8oz tube is the canonical match for this description; mfg known from prior pass src:(description) | 2026-04-30
1078881A | THERMOSTAT SP-DT 20 AMPS 125/250 VAC SS |  | Border States Industries, Inc. DBA | 165397 |  |  |  |  | EA | 2 | 1 | Chemelex | 625725000 | Chemelex E5 Series Single Pole - Line Sensing Specialty Thermostat - Line Voltage 120/240/480 V 22 A Gray | https://www.borderstates.com/All-Products/Heating-Ventilation-Cooling/Temperature-Humidity-Controls/Chemelex-E5-Series-Single-Pole---Line-Sensing-Specialty-Thermostat---Line-Voltage/Chemelex-E5-Series-Single-Pole---Line-Sensing-Specialty-Thermostat---Line-Voltage-120-240-480-V-22-A-Gray/p/165397 | OK | From border_states_round2 bookmarklet (csv-raw/csv-raw). Title: | 2026-04-30
1078918A | ELEMENT HEATER OVER LOAD RELAY FH46 |  | Border States Industries, Inc. DBA | FH46 |  |  |  |  | EA | 3 | 1 | Eaton | FH46 | Eaton Series A200 B100 Overload Heaters | https://www.borderstates.com/All-Products/Automation-Control/Motors-Motor-Controllers-Peripherals/Motor-Controls/Motor-Protection/Heater-Elements/Eaton-Series-A200-B100-Overload-Heaters/Eaton-Series-A200-B100-Overload-Heaters/p/1943134 | OK | From border_states_round2 bookmarklet (csv-raw/csv-raw). Title: | 2026-04-30
1078923A | ELEMENT HEATER OVER LOAD RELAY FH79 |  | Border States Industries, Inc. DBA | 750XBXH-120A |  |  |  |  | EA | 3 | 1 | Schneider Electric | 750XBXH-120A | No Results ¦ Border States | https://www.borderstates.com/search?q=750XBXH-120A | OK | R4 web-research [conf:high] vpn = Schneider 750H-series relay; FH79 reference in short likely unrelated cross-ref src:https://www.se.com/us/en/product/750XBXH-120A/ | 2026-04-30
1078964A | Sign Exit Red 1.5W LED light with 12 ser |  | Border States Industries, Inc. DBA | COMBO2-R-W-ST |  |  |  |  | EA | 2 | 1 | LFI Lights | COMBO2-R-W-ST | No Results ¦ Border States | https://www.borderstates.com/search?q=COMBO2-R-W-ST | OK | R4 web-research [conf:high] LFI Lights COMBO2-R-W-ST exit/emergency combo src:https://www.amazon.com/Emergency-Housing-Adjustable-Hardwired-COMBO2-R-W-ST/dp/B0BTTXC7ZZ | 2026-04-30
1078965A | LIGHT STROBE 120VAC 50/60HZ BODY-COPPER |  | Border States Industries, Inc. DBA | XB15UL1201506RWBNN |  |  |  |  | EA | 3 | 3 | Federal Signal | XB15UL1201506RWBNN | No Results ¦ Border States | https://www.borderstates.com/search?q=XB15UL1201506RWBNN | OK | R4 web-research [conf:medium] vpn pattern matches Federal Signal XB15 explosionproof strobe src: | 2026-04-30
1079216A | RELAY OVERLOAD SIZE 2 AMBIENT COMPENSATE |  | Border States Industries, Inc. DBA | BA23A |  |  |  |  | EA | 1 | 1 | Eaton | BA23A | Eaton NEMA A200 Thermal Overload Relays | https://www.borderstates.com/All-Products/Automation-Control/Relays/Overload-Relays/Eaton-NEMA-A200-Thermal-Overload-Relays/Eaton-NEMA-A200-Thermal-Overload-Relays/p/3521571 | OK | From border_states_round2 bookmarklet (csv-raw/csv-raw). Title: | 2026-04-30
1079694A | ROPE SISAL 3/8" DIA WORKING LOAD RANGE 1 |  | Border States Industries, Inc. DBA | 208030 |  |  |  |  | EA | 3600 | 1 |  |  | You searched for 208030 | https://www.borderstates.com/search?q=208030 | NHR_NO_VENDOR_HIT | R3-P4: Border States search captured but vendor now anti-bot-blocks autonomous refetch (Perfdrive captcha). Re-run round-1 bookmarklet in Chrome if MFG required. (prior: Vendor page captured; auto-extract found no MFG/PN. Title: 'Border States' ¦ H1:) | 2026-04-30
1079761A | SWITCH PROXIMITY PEPPERL & FUCHS NV10-30 |  | WESCO DISTRIBUTION, INC | P&FF NJ10-30GK-N |  |  |  |  | EA | 1 | 1 | Pepperl+Fuchs | NJ10-30GK-N | WESCO | https://buy.wesco.com/fsearch?q=P%26FF+NJ10-30GK-N | OK | R4 web-research [conf:high] P+F NJ10-30GK-N inductive NAMUR proximity sensor src:https://www.pepperl-fuchs.com/en-us/products-gp25581/103608 | 2026-04-30
1079790A | FUSE 4AMP 250VAC CURRENT LIMITING METRIC |  | Border States Industries, Inc. DBA | 2063136 |  |  |  |  | EA | 9 | 2 | Mersen | GDG4 | Mersen GDG Series Time Delay Fuses 4 A 250 V Glass 0.040 kA | https://www.borderstates.com/All-Products/Power-Distribution-Protection/Circuit-Protection-Devices/Fuses-Accessories/Fuses/Glass-Ceramic-Fuses/Mersen-GDG-Series-Time-Delay-Fuses/Mersen-GDG-Series-Time-Delay-Fuses-4-A-250-V-Glass-0-040-kA/p/2063136 | OK | From border_states_round2 bookmarklet (csv-raw/csv-raw). Title: | 2026-04-30
1079888A | STATION PUSH BUTTON FACTORY SEALED FRON |  | Border States Industries, Inc. DBA | 213726 |  |  |  |  | EA | 1 | 1 | Eaton Crouse-Hinds | EDS215 | Eaton Crouse-Hinds FlexStation™ Push Button Control Stations | https://www.borderstates.com/All-Products/Automation-Control/Industrial-Push-Buttons-Pilot-Lights-Control-Stations/Control-Stations-Enclosures-Pendants/Pendant-Control-Stations/Eaton-Crouse-Hinds-FlexStation%E2%84%A2-Push-Button-Control-Stations/Eaton-Crouse-Hinds-FlexStation%E2%84%A2-Push-Button-Control-Stations/p/213726 | OK | From border_states_round2 bookmarklet (csv-raw/csv-raw). Title: | 2026-04-30
1079963A | RELAY GENERAL PURPOSE HERMETICALLY SEALE |  | Border States Industries, Inc. DBA | 750XBXH-120A |  |  |  |  | EA | 2 | 1 | Magnecraft (Schneider) | 750XBXH-120A | No Results ¦ Border States | https://www.borderstates.com/search?q=750XBXH-120A | OK | R4 web-research [conf:high] Magnecraft 750XBXH-120A hermetic relay DPDT 120VAC src:https://www.se.com/us/en/product/750XBXH-120A/ | 2026-04-30
1080015A | LAMP FLUORESCENT 4 WATT F4T5 COOL WHITE |  | WESCO DISTRIBUTION, INC | F4T5/CW-I |  |  |  |  | EA | 2 | 1 | GE/Sylvania | F4T5/CW | WESCO | https://buy.wesco.com/fsearch?q=F4T5%2FCW-I | OK | R4 web-research [conf:medium] vpn F4T5/CW is generic 4W F4T5 cool white fluorescent src: | 2026-04-30
1080150A | VALVE SOLENOID 4 WAY SINGLE CONST EXPLOS |  | Border States Industries, Inc. DBA | EF8344G070 |  |  |  |  | EA | 2 | 2 | ASCO (Emerson) | EF8344G070 | No Results ¦ Border States | https://www.borderstates.com/search?q=EF8344G070 | OK | R4 web-research [conf:high] ASCO EF8344G070 4-way exp-proof solenoid valve 1/4in 120V (E prefix = enclosed/exp-proof) src:https://www.emerson.com/en-us/catalog/asco-8344 | 2026-04-30
1080216A | LUBRICANT SILICON SPRAY SILICONE (MOLD R |  | Border States Industries, Inc. DBA | 113649 |  |  |  |  | EA | 48 | 2 | Eaton Bussmann | GDB630MA | Eaton Bussmann GDB Series Fast Acting Fuses 630 mA 250 V Glass 0.035 kA | https://www.borderstates.com/All-Products/Power-Distribution-Protection/Circuit-Protection-Devices/Fuses-Accessories/Fuses/Glass-Ceramic-Fuses/Eaton-Bussmann-GDB-Series-Fast-Acting-Fuses/Eaton-Bussmann-GDB-Series-Fast-Acting-Fuses-630-mA-250-V-Glass-0-035-kA/p/113649 | OK | From border_states_round2 bookmarklet (csv-raw/csv-raw). Title: | 2026-04-30
1080481A | FILTER OIL FOR THE NEW RIVER DIESEL |  | Border States Industries, Inc. DBA | LF3970 |  |  |  |  | EA | 1 | 1 | Fleetguard (Cummins) | LF3970 | No Results ¦ Border States | https://www.borderstates.com/search?q=LF3970 | OK | R4 web-research [conf:high] Fleetguard LF3970 oil filter for Cummins ISB src:https://shop.cummins.com/SC/product/fleetguard-lube-filter-lf3970/01t4N0000048ov3QAA | 2026-04-30
1080482A | FILTER DUST 1"OD FOR HYDROGEN SULFIDE(H2 |  | Border States Industries, Inc. DBA | 4120 STATOX HCN DUST FILTER |  |  |  |  | EA | 4 | 1 |  |  | No Results ¦ Border States | https://www.borderstates.com/search?q=4120%20STATOX%20HCN%20DUST%20FILTER | NHR_NO_VENDOR_HIT | R3-P4: Border States search captured but vendor now anti-bot-blocks autonomous refetch (Perfdrive captcha). Re-run round-1 bookmarklet in Chrome if MFG required. (prior: No useful page captured. Title: 'No Results ¦ Border States') | 2026-04-30
1080772A | TRANSFORMER 050KVA TYPE MTE 230/460/115 |  | Border States Industries, Inc. DBA | C0050E2AQ |  |  |  |  | EA | 1 | 1 | Eaton (Cutler-Hammer) | C0050E2AQ | No Results ¦ Border States | https://www.borderstates.com/search?q=C0050E2AQ | OK | R5 deep-search [conf:high] Eaton Type MTE industrial control transformer 50VA 230x460/115V; vpn IS the MPN. Note: short text says 050KVA but actual rating is 50VA src:https://www.eaton.com/us/en-us/skuPage.C0050E2AQ.html | 2026-04-30
1080890A | VALVE SOLENOID 2 WAY N.C 1/4" PIPE SIZE |  | Border States Industries, Inc. DBA | EF8262G202 |  |  |  |  | EA | 2 | 2 | ASCO (Emerson) | EF8262G202 | No Results ¦ Border States | https://www.borderstates.com/search?q=EF8262G202 | OK | R4 web-research [conf:high] ASCO EF8262G202 2-way NC 1/4in solenoid valve (E prefix = enclosed) src:https://www.emerson.com/en-us/catalog/asco-8262g202 | 2026-04-30
1080981A | FUSE DUAL ELEMENT 30 AMP 250 VOLT CLASS |  | Border States Industries, Inc. DBA | 1649848 |  |  |  |  | EA | 11 | 1 | Mersen | TR30R | Mersen TR-R Tri-Onic® Series Time Delay Class RK5 Fuses 30 A 250 VAC/160 VDC 200/20 kA | https://www.borderstates.com/All-Products/Power-Distribution-Protection/Circuit-Protection-Devices/Fuses-Accessories/Fuses/Class-RK5-Fuses/Mersen-TR-R-Tri-Onic%C2%AE-Series-Time-Delay-Class-RK5-Fuses/Mersen-TR-R-Tri-Onic%C2%AE-Series-Time-Delay-Class-RK5-Fuses-30-A-250-VAC-160-VDC-200-20-kA/p/1649848 | OK | From border_states_round2 bookmarklet (csv-raw/csv-raw). Title: | 2026-04-30
1080987A | VALVE SOLENOID 2 WAY NC GENERAL PURPOSE |  | Border States Industries, Inc. DBA | 0 |  |  |  |  | EA | 1 | 1 | Dottie |  | Dottie Insulating Anti-short Conduit Bushings 5/16 in Plastic AC/MC Red Push-in | https://www.borderstates.com/All-Products/Conduit-Cable-Management/Conduit-Conduit-Supports-Fittings/Conduit-Fittings-Bodies/Conduit-Accessories/Conduit-Bushings/Dottie-Insulating-Anti-short-Conduit-Bushings/Dottie-Insulating-Anti-short-Conduit-Bushings-5-16-in-Plastic-AC-MC-Red-Push-in/p/112749 | MFG_FROM_VENDOR_PAGE | From border_states_round2 bookmarklet (csv-raw/none). Title: | 2026-04-30
1081161A | CLAMP BAND HOSE S.S. 18-8 SERIES #68 OPE |  | Border States Industries, Inc. DBA | 620-020/HAS20 |  |  |  |  | EA | 110 | 2 | Midland/Tridon | 620-020 | No Results ¦ Border States | https://www.borderstates.com/search?q=620-020/HAS20 | OK | R4 web-research [conf:medium] Midland 620 series #20 SS hose clamp; size mismatch w/ 6in pipe note src:https://hosewarehouse.com/products/620020-620-020-midland-metal-hose-worm-gear-clamp-620-series-1-2-width-id-range-3-4-t | 2026-04-30
1081189A | LAMP LED T8 5000K 18W QUOTE #174353 DATE |  | Border States Industries, Inc. DBA | LED21T8/4/850 |  |  |  |  | EA | 29 | 1 | GE Current | LED21T8/4/850 | No Results ¦ Border States | https://www.borderstates.com/search?q=LED21T8/4/850 | OK | R4 web-research [conf:high] GE LED21T8/4/850 18W 5000K Type C LED T8 src:https://picclick.com/10-GE-Lighting-LED21T8-4-850-Ge-Lamps-Linear-Led-173130586253.html | 2026-04-30
1081342A | CELL GENERATOR TYPE HCN FOR BAYER MONITO |  | Border States Industries, Inc. DBA | 516961 |  |  |  |  | EA | 2 | 1 | Ilsco | PDB112A3503 | nVent ILSCO PDB Series Power Distribution Blocks | https://www.borderstates.com/All-Products/Power-Distribution-Protection/Power-Distribution-Blocks-Terminal-Blocks/Power-Distribution-Blocks/nVent-ILSCO-PDB-Series-Power-Distribution-Blocks/nVent-ILSCO-PDB-Series-Power-Distribution-Blocks/p/516961 | OK | From border_states_round2 bookmarklet (csv-raw/csv-raw). Title: | 2026-04-30
1081409A | SWITCH LIMIT 120VAC 3AMPS SPRING RETURN |  | Border States Industries, Inc. DBA | 802R-HF |  |  |  |  | EA | 2 | 1 | Allen-Bradley (Rockwell) | 802R-HF | No Results ¦ Border States | https://www.borderstates.com/search?q=802R-HF | OK | R4 web-research [conf:high] vpn 802R-HF is itself AB MFG PN src:https://www.stateelectric.com/products/allen-bradley-802r-hf | 2026-04-30
1081746A | STARTER FULL VOLTAGE AC NON-REVERSING |  | Border States Industries, Inc. DBA | - |  |  |  |  | EA | 1 | 1 |  |  | No Results ¦ Border States | https://www.borderstates.com/search?q=- | NHR_NO_VENDOR_HIT | R3-P4: Border States search captured but vendor now anti-bot-blocks autonomous refetch (Perfdrive captcha). Re-run round-1 bookmarklet in Chrome if MFG required. (prior: No useful page captured. Title: 'No Results ¦ Border States') | 2026-04-30
1081761A | SWITCH LIMIT ROLLER LEVER ACTUATED NEMA |  | Border States Industries, Inc. DBA | EXD-AR-3 |  |  |  |  | EA | 1 | 1 | Honeywell | EXD-AR-3 | You searched for EXD-AR-3 | https://www.borderstates.com/search?q=EXD-AR-3 | OK | R4 web-research [conf:high] Honeywell Microswitch EXD-AR-3 explosion-proof roller lever limit switch src:https://sensing.honeywell.com/exd-ar-3-hazardous-area-limit-switches | 2026-04-30
1082056A | CLAMP HOSE SS FITS 2" PIPE 3/4"-2" HOSE |  | Border States Industries, Inc. DBA | HSS36 |  |  |  |  | EA | 20 | 1 | Dakota Hose & Equipment Co | HSS36 | Dakota Hose & Equipment Co Wormgear Clamps | https://www.borderstates.com/All-Products/Facility-Maintenance-Operations-Supplies/Material-Handling-Storage/Material-Lifts-Positioners/Tie-Downs-Tensioners/Band-Clamps/Dakota-Hose-Equipment-Co-Wormgear-Clamps/Dakota-Hose-Equipment-Co-Wormgear-Clamps/p/2366583 | OK | From border_states_round2 bookmarklet (csv-raw/csv-raw). Title: | 2026-04-30
1083501A | Thread Sealant Teflon High Temperature |  | Border States Industries, Inc. DBA | 1083501 |  |  |  |  | EA | 37 | 4 |  |  | No Results ¦ Border States | https://www.borderstates.com/search?q=1083501 | NHR_NO_VENDOR_HIT | R3-P4: Border States search captured but vendor now anti-bot-blocks autonomous refetch (Perfdrive captcha). Re-run round-1 bookmarklet in Chrome if MFG required. (prior: No useful page captured. Title: 'No Results ¦ Border States') | 2026-04-30
1083728A | SWITCH SELECTOR 2 POSITION SWITCH STANDA |  | Border States Industries, Inc. DBA | 800T-H2B |  |  |  |  | EA | 1 | 1 | Allen-Bradley (Rockwell) | 800T-H2B | You searched for 800T-H2B | https://www.borderstates.com/search?q=800T-H2B | OK | R4 web-research [conf:high] A-B 800T-H2B 2-position selector switch src:https://www.rexelusa.com/p/52848/allen-bradley/selector-switch-2-position-maintained-30mm-knob/781180627088/800t-h2b | 2026-04-30
1083792A | RELAY OVERLOAD THERMAL 1NC 3 POLE MANUAL |  | Border States Industries, Inc. DBA | BA13A |  |  |  |  | EA | 1 | 1 | Eaton | BA13A | Eaton NEMA A200 Thermal Overload Relays | https://www.borderstates.com/All-Products/Automation-Control/Relays/Overload-Relays/Eaton-NEMA-A200-Thermal-Overload-Relays/Eaton-NEMA-A200-Thermal-Overload-Relays/p/3337892 | OK | From border_states_round2 bookmarklet (csv-raw/csv-raw). Title: | 2026-04-30
1083875A | CLAMP HOSE ALL STAINLESS FITS 3"" PIPE 1 |  | Border States Industries, Inc. DBA | LSS48 |  |  |  |  | EA | 20 | 2 | Dixon Valve | LSS48 | No Results ¦ Border States | https://www.borderstates.com/search?q=LSS48 | OK | R5 deep-search [conf:high] Dixon LSS48 quick-release worm-drive clamp confirmed multi-source src:https://hosewarehouse.com/products/lss48-by-dixon-valve-style-lss-quick-release-worm-gear-clamp-1-2-band-width-hose-od-r | 2026-04-30
1084009A | TRANSFORMER CONTROL 150 VA 480-115 FOR S |  | Border States Industries | C0150E2AFB |  |  |  |  | EA | 1 | 1 | Eaton | C0150E2AFB | Eaton Encapsulated Control Transformers 240 x 480 VAC - 110/115/120 VAC 150 VA 50/60 Hz Open | https://www.borderstates.com/All-Products/Power-Distribution-Protection/Power-Distribution-Transformers-Accessories/Control-Transformers/Eaton-Encapsulated-Control-Transformers/Eaton-Encapsulated-Control-Transformers-240-x-480-VAC---110-115-120-VAC-150-VA-50-60-Hz-Open/p/3280188 | OK | From border_states_round2 bookmarklet (csv-raw/csv-raw). Title: | 2026-04-30
1084800A | FUSE TIME DELAY 1-1/2 AMP 600VAC RATED L |  | Border States Industries, Inc. DBA | 2063452 |  |  |  |  | EA | 10 | 1 | Mersen | ATQR112 | Mersen ATQR Series Time Delay Class CC Fuses 1-1/2 A 600 VAC 200/100 kA | https://www.borderstates.com/All-Products/Power-Distribution-Protection/Circuit-Protection-Devices/Fuses-Accessories/Fuses/Class-CC-Fuses/Mersen-ATQR-Series-Time-Delay-Class-CC-Fuses/Mersen-ATQR-Series-Time-Delay-Class-CC-Fuses-1-1-2-A-600-VAC-200-100-kA/p/2063452 | OK | From border_states_round2 bookmarklet (csv-raw/csv-raw). Title: | 2026-04-30
1085245A | FUSE DUAL ELEMENT 1AMP 250VAC GLASS TUBE |  | WESCO DISTRIBUTION, INC | MDL-1-R |  |  |  |  | EA | 10 | 1 | EATON BUSSMANN | 250V | Fuse, Miniature Glass Tube; Time Delay; 250V AC; 1A | https://buy.wesco.com/Electrical-and-Power-Distribution/Fuses/Fuses-Small-Dimension/Miniature-Fuses/EATON-BUSSMANN-SERIES/Fuse-Miniature-Glass-Tube-Time-Delay/p/05171265199-1?queryId=3zBCc0WP9Z&signalPosition=1&signalId=G_1576467&searchterm=MDL-1-R&isSingleResult=true | OK | R3-P4c: cleaned garbled bookmarklet output. Wesco title was "EATON BUSSMANN SERIES MDL-1-R". | 2026-04-30
1085408A | LEAD TEST 1.5 METERS LONG SILICONE INSUL |  | Border States Industries, Inc. DBA | 1354257 |  |  |  |  | EA | 3 | 1 | Fluke Electronics | TL224 | Fluke Electronics Insulated Test Leads | https://www.borderstates.com/All-Products/Tools/Testing-Inspection-Equipment/Testing-Equipment/Electrical-Testers-Accessories/Electrical-Tester-Accessories/Fluke-Electronics-Insulated-Test-Leads/Fluke-Electronics-Insulated-Test-Leads/p/1354257 | OK | From border_states_round2 bookmarklet (csv-raw/csv-raw). Title: | 2026-04-30
1085414A | FUSE ISOLATION CIRCUIT 3AMP 250 VOLT FIB |  | Border States Industries, Inc. DBA | ATDR3 |  |  |  |  | EA | 14 | 1 | Mersen | ATDR3 | Mersen ATDR Amp-Trap 2000® Series Time Delay Class CC Fuses 3 A 600 VAC/300 VDC 200/100 kA | https://www.borderstates.com/All-Products/Power-Distribution-Protection/Circuit-Protection-Devices/Fuses-Accessories/Fuses/Class-CC-Fuses/Mersen-ATDR-Amp-Trap-2000%C2%AE-Series-Time-Delay-Class-CC-Fuses/Mersen-ATDR-Amp-Trap-2000%C2%AE-Series-Time-Delay-Class-CC-Fuses-3-A-600-VAC-300-VDC-200-100-kA/p/2063414 | OK | From border_states_round2 bookmarklet (csv-raw/csv-raw). Title: | 2026-04-30
1085581A | PLUG;CONDUIT;1/2 IN;RECESSED HEX HEAD;SS |  | WESCO DISTRIBUTION, INC | PLG1 |  |  |  |  | EA | 27 | 4 | Crouse-Hinds (Eaton) | PLG1 | WESCO | https://buy.wesco.com/fsearch?q=PLG1 | OK | R4 web-research [conf:high] Crouse-Hinds PLG1 1/2 recessed head conduit plug exp-proof (note: spec says SS so could be PLG1SS) src:https://www.graybar.com/conduit-plug-rigid-imc-electrogalvanized-steel-recessed-head-explosion-proof-1-2-in-/p/88074309 | 2026-04-30
1085600A | LUG COPPER 1-HOLE #2 AWG SHORT 3/8 IN BO |  | GRAYBAR ELECTRIC COMPANY | 88048588 |  |  |  |  | EA | 6 | 1 | Burndy | YA2CL4BOX | One Hole Hylug™ Code Conductor Short Barrel, 3/8-Inch for 2 AWG Wire | https://www.graybar.com/one-hole-hylug8482-code-conductor-short-barrel-3-8-inch-for-2-awg-wire/p/88048588?pcode=88048588 | OK | From graybar bookmarklet (title-parser/title-parser). Title: Burndy YA2CL4BOX One Hole Hylug™ Code Conductor Short Barrel, 3/8-Inch For 2 AWG Wire ¦ Gr | 2026-04-30
1085609A | CLAMP CONDUIT RIGHT ANGLE 3/4 IN RIGID/I |  | GRAYBAR ELECTRIC COMPANY | 15851-00537 |  |  |  |  | EA | 5 | 1 |  |  | Search 15851-00537 ¦ Graybar | https://www.graybar.com/search/?text=15851-00537&enablePartNumberSearch=false | NHR_NO_VENDOR_HIT | R3-P4: Graybar search refetched in round-3 but no PN-match found in result tiles; likely no real product exists for this vendor PN. (prior: From graybar bookmarklet (none/none). Title: Search 15851-00537 ¦ Graybar) | 2026-04-30
1085820A | CABLE 3-WIRE FOUNDATION FIELDBUS 150METR |  | Border States Industries, Inc. DBA | 924322224 |  |  |  |  | EA | 1 | 1 |  |  | No Results ¦ Border States | https://www.borderstates.com/search?q=924322224 | NHR_NO_VENDOR_HIT | R3-P4: Border States search captured but vendor now anti-bot-blocks autonomous refetch (Perfdrive captcha). Re-run round-1 bookmarklet in Chrome if MFG required. (prior: No useful page captured. Title: 'No Results ¦ Border States') | 2026-04-30
1086149A | BREAKER CIRCUIT THERMAL MAGNETIC 600VAC |  | WESCO DISTRIBUTION, INC | T225LA |  |  |  |  | EA | 1 | 1 | EATON | T225LA | Replacement LA 400 Circuit Breaker Line/Load Lug - | https://buy.wesco.com/Electrical-and-Power-Distribution/Circuit-Breakers/Breaker-Accessories/Breaker-Terminal-Lugs/EATON/Replacement-LA-400-Circuit-Breaker-Line-Load-Lug-/T225LA/p/78667941757-1?queryId=prEaHwR3Jp&signalPosition=1&signalId=G_1690187&searchterm=T225LA&isSingleResult=true | OK | From wesco bookmarklet (title-parser/title-parser). Title: EATON T225LA Breaker Terminal Lugs ¦ WESCO | 2026-04-30
1086606A | CARTRIDGE FILTER ESM FILTER HE-HF-HC CAR |  | Border States Industries, Inc. DBA | PRO2026 |  |  |  |  | EA | 8 | 1 | Gentex PureFlo | PR02026SP | No Results ¦ Border States | https://www.borderstates.com/search?q=PRO2026 | OK | R5 deep-search [conf:high] PRO2026 is shorthand for PureFlo PR02026SP ESM+ HE/HF/HC filter cartridge src:https://shop.gentexcorp.com/pureflo-esm-papr-filter-range/ | 2026-04-30
1086819A | ANALYZER SAFETY OXYGEN TRANSMITTER |  | Border States Industries | 5Z14-1 |  |  |  |  | EA | 1 | 1 |  |  | No Results ¦ Border States | https://www.borderstates.com/search?q=5Z14-1 | NHR_NO_VENDOR_HIT | R3-P4: Border States search captured but vendor now anti-bot-blocks autonomous refetch (Perfdrive captcha). Re-run round-1 bookmarklet in Chrome if MFG required. (prior: No useful page captured. Title: 'No Results ¦ Border States') | 2026-04-30
1086819A | ANALYZER SAFETY OXYGEN TRANSMITTER |  | Border States Industries, Inc. DBA | 5Z14-1 |  |  |  |  | EA | 1 | 1 |  |  | No Results ¦ Border States | https://www.borderstates.com/search?q=5Z14-1 | NHR_NO_VENDOR_HIT | R3-P4: Border States search captured but vendor now anti-bot-blocks autonomous refetch (Perfdrive captcha). Re-run round-1 bookmarklet in Chrome if MFG required. (prior: No useful page captured. Title: 'No Results ¦ Border States') | 2026-04-30
1086838A | SENSOR OXYGEN FOR STAND ALONE SAFETY MON |  | Border States Industries | 77024412 |  |  |  |  | EA | 1 | 1 | Oldham (Industrial Scientific) | 77024412 | No Results ¦ Border States | https://www.borderstates.com/search?q=77024412 | OK | R4 web-research [conf:high] Oldham/IS O2 sensor PN 77024412 for iTrans/iTrans2 src:https://www.durawear.com/oldham-replacement-oxygen-o2-sensor-for-itrans-itrans2-mfg-77024412/ | 2026-04-30
1086838A | SENSOR OXYGEN FOR STAND ALONE SAFETY MON |  | Border States Industries, Inc. DBA | 77024412 |  |  |  |  | EA | 3 | 3 | GfG Instrumentation | 77024412 | No Results ¦ Border States | https://www.borderstates.com/search?q=77024412 | OK | R4 web-research [conf:medium] oxygen sensor; could be GfG/MSA replacement src: | 2026-04-30
1087213A | BREAKER CIRCUIT 250VAC MANUAL RESET CARR |  | Border States Industries, Inc. DBA | HH-83ZB-001 |  |  |  |  | EA | 1 | 1 | Carrier (United Technologies) | HH83ZB001 | No Results ¦ Border States | https://www.borderstates.com/search?q=HH-83ZB-001 | OK | R5 deep-search [conf:medium] Carrier HH-83ZB-001 3.2A 250V manual reset pilot circuit breaker src:https://www.radwell.com/en-US/Buy/UNITED%20TECHNOLOGIES/CARRIER/HH-83ZB-001 | 2026-04-30
1087577A | OUTLET BOX SQ 4 IN, 1-1/2 IN DEEP, DRAWN |  | GRAYBAR ELECTRIC COMPANY | 94048600 |  |  |  |  | EA | 8 | 1 | Crouse Hinds (Eaton) | TP414 | 4 Square Box, Steel, Drawn, 1-1/2 in. D, (8) 1/2 & (4) 3/4 in. Side KO, (3) 1/2 & (2) 3/4 in. Bottom KO | https://www.graybar.com/4-square-box-steel-drawn-1-1-2-in-d-8-1-2--4-3-4-in-side-ko-3-1-2--2-3-4-in-bottom-ko/p/94048600?pcode=94048600 | OK | From graybar bookmarklet (title-parser/title-parser). Title: Crouse Hinds (Eaton) TP414 4 Square Box, Steel, Drawn, 1-1/2 In. D, (8) 1/2 & (4) 3/4 In. | 2026-04-30
1087579A | MYERS HUB 1 IN BASIC SCRU-TITE ALUMINUM |  | GRAYBAR ELECTRIC COMPANY | [5 empty] | EA | 1 | 1 | Myers (Eaton) |  | MYERS HUB 1 IN BASIC SCRU-TITE ALUMINUM | (source: Short Text / Long Text columns) | MFG_FROM_DESCRIPTION | rule=R6; MFG inferred from description span: "MYERS HUB 1 IN BASIC SCRU-TITE ALUM". Vendor PN absent or unmineable. | 2026-04-29
1087580A | COVER WEATHERPROOF RAC MM420C 1-GANG 16 |  | GRAYBAR ELECTRIC COMPANY | [5 empty] | EA | 2 | 1 |  |  |  |  | NHR_NO_URL | R3-P4: No vendor catalog hit; PN may not exist in any covered vendor's catalog. Needs human research. (prior: Run graybar_bookmarklet.html on the vendor site to extract MFG/PN. Vendor PN: (e) | 2026-04-30
1087674A | FUSE TIME DELAY 2 AMP 600 VAC RATED LAMI |  | Border States Industries, Inc. DBA | 2063601 |  |  |  |  | EA | 5 | 1 | Mersen | ATQR2 | Mersen ATQR Series Time Delay Class CC Fuses 2 A 600 VAC 200/100 kA | https://www.borderstates.com/All-Products/Power-Distribution-Protection/Circuit-Protection-Devices/Fuses-Accessories/Fuses/Class-CC-Fuses/Mersen-ATQR-Series-Time-Delay-Class-CC-Fuses/Mersen-ATQR-Series-Time-Delay-Class-CC-Fuses-2-A-600-VAC-200-100-kA/p/2063601 | OK | From border_states_round2 bookmarklet (csv-raw/csv-raw). Title: | 2026-04-30
1087720A | LIGHT MOUNT;PENDANT;CHAMP;VMV SERIES |  | GRAYBAR ELECTRIC CO INC | APM2 |  |  |  |  | EA | 9 | 4 | Crouse Hinds (Eaton) | APM2 | Search APM2 ¦ Graybar | https://www.graybar.com/champ-cover-pendant-mounting-module-3-4-in-hub/p/88068343 | MFG_FROM_GRAYBAR_SEARCH | R3-P2: Graybar search re-mined. Top PN-match: 'APM2' -> Crouse Hinds (Eaton). | 2026-04-30
1087729A | CONNECTOR 45 DEG CONDUIT 1/2 IN NON-INSU |  | GRAYBAR ELECTRIC CO INC | 924143353 |  |  |  |  | EA | 10 | 1 |  |  | Search 924143353 ¦ Graybar | https://www.graybar.com/search/?text=924143353&enablePartNumberSearch=false | NHR_NO_VENDOR_HIT | R3-P4: Graybar search refetched in round-3 but no PN-match found in result tiles; likely no real product exists for this vendor PN. (prior: From graybar bookmarklet (none/none). Title: Search 924143353 ¦ Graybar) | 2026-04-30
1087729A | CONNECTOR 45 DEG CONDUIT 1/2 IN NON-INSU |  | GRAYBAR ELECTRIC COMPANY | 924143353 |  |  |  |  | EA | 6 | 1 | Bridgeport Fittings | 803-DC2 | Search 924143353 ¦ Graybar | https://www.graybar.com/search/?text=924143353&enablePartNumberSearch=false | OK | R5 deep-search [conf:medium] 1/2in 45deg flex conduit connector non-insulated; Bridgeport 803-DC2 (zinc die cast) is canonical match for desc src:https://www.northcoast.com/product/detail/501156/bridgeport-fittings-803-dc2 | 2026-04-30
1087826A | CABLE GLAND 1/2 IN NPT HUB 0.125-0.250 C |  | WESCO DISTRIBUTION, INC | 924315076 |  |  |  |  | EA | 9 | 1 | Eaton Crouse-Hinds | CGB192 | WESCO | https://buy.wesco.com/fsearch?q=924315076 | OK | R5 deep-search [conf:high] Crouse-Hinds CGB192 cable gland 1/2 NPT 0.125-0.250 cord matches description exactly src:https://www.capitalelectricsupply.com/product/detail/19856/crouse-hinds-cgb192 | 2026-04-30
1088114A | CONNECTORS ELECTRICAL BUTT SPLICE (RED) |  | GRAYBAR ELECTRIC COMPANY | 4RHE5 |  |  |  |  | PAC | 1 | 1 |  | M-5-OP-48-LT-A-LE-BK-CCS-CUT REEL | Search 4RHE5 ¦ Graybar | https://www.graybar.com/search/?text=4RHE5&enablePartNumberSearch=false | NHR_NO_VENDOR_HIT | R3-P4: Graybar search refetched in round-3 but no PN-match found in result tiles; likely no real product exists for this vendor PN. (prior: From graybar bookmarklet (none/csv-raw). Title: Search 4RHE5 ¦ Graybar) | 2026-04-30
1088189A | HOFFMAN,ENCL,A-808CH JIC BOX |  | GRAYBAR ELECTRIC COMPANY | [5 empty] | EA | 2 | 2 | Hoffman (nVent) | A-808CH | HOFFMAN,ENCL,A-808CH JIC BOX | (source: Short Text / Long Text columns) | DESCRIPTION_MINED | rule=R5; matched span: "HOFFMAN,ENCL,A-808CH JIC BOX" | 2026-04-29
1088189A | HOFFMAN,ENCL,A-808CH JIC BOX |  | WESCO DISTRIBUTION, INC | A808CH |  |  |  |  | EA | 1 | 1 | Hoffman (nVent) | A-808CH | HOFFMAN,ENCL,A-808CH JIC BOX | (source: Short Text / Long Text columns) | DESCRIPTION_MINED | rule=R5; matched span: "HOFFMAN,ENCL,A-808CH JIC BOX" | 2026-04-29
1088262A | LIGHT;FLOUR;SPIRAL SHAPE;42W;E26;120V |  | WESCO DISTRIBUTION, INC | 29740A |  |  |  |  | EA | 1 | 1 | Damar | 29740A | WESCO | https://buy.wesco.com/fsearch?q=29740A | OK | R4 web-research [conf:high] Damar 29740A 42W 4100K spiral CFL E26 src:https://www.lightbulbdepot.com/products/details/di/h42sl-41k-42w-helix-120v-cfl-screw-in/29740A/ | 2026-04-30
1088604A | CLAMP CONDUIT RIGHT ANGLE 2 IN RIGID/IMC |  | GRAYBAR ELECTRIC CO INC | RAC200HD |  |  |  |  | EA | 4 | 2 | Crouse Hinds (Eaton) | RAC200HD | Search RAC200HD ¦ Graybar | https://www.graybar.com/right-angle-beam-clamp-electrogalvanized-iron-rigid-imc-cond/p/91022643 | MFG_FROM_GRAYBAR_SEARCH | R3-P2: Graybar search re-mined. Top PN-match: 'RAC200HD' -> Crouse Hinds (Eaton). | 2026-04-30
1088604A | CLAMP CONDUIT RIGHT ANGLE 2 IN RIGID/IMC |  | WESCO DISTRIBUTION, INC | RAC200HD |  |  |  |  | EA | 3 | 2 | EATON CROUSE-HINDS | RAC200HD | Conduit to Beam, Right Angle Clamp 2 inch Malleable Iron | https://buy.wesco.com/Fittings-and-Hardware/Hangers-Clamps-and-Clips/Beams/Beam-Clamps-Conduit/EATON-CROUSE-HINDS-SERIES/Conduit-to-Beam-Right-Angle-Clamp-2-inch-Malleable-Iron/RAC200HD/p/78456425505-1 | OK | From wesco_round2 bookmarklet (csv-raw/csv-raw). Title: | 2026-04-30
1089000A | HBL5361,RECP,SINGLE,20A, BROWN,ROUND,2P, |  | GRAYBAR ELECTRIC COMPANY | 88127174 |  |  |  |  | EA | 3 | 2 | Hubbell Wiring Device - Kellems | HBL5361 | HBL® Straight Blade Receptacle, Single, Extra Heavy Duty, 20A, 125V, 2P3W, Brown | https://www.graybar.com/hbl174-straight-blade-receptacle-single-extra-heavy-duty-20a-125v-2p3w-brown/p/88127174?pcode=88127174 | OK | From graybar bookmarklet (title-parser/title-parser). Title: Hubbell Wiring Device - Kellems HBL5361 HBL® Straight Blade Receptacle, Single, Extra Heav | 2026-04-30
1089066A | CONDUIT;FLEXIBLE;1/2 IN;LIQUIDTIGHT;GRAY |  | GRAYBAR ELECTRIC COMPANY | [5 empty] | ROL | 2 | 2 |  |  |  |  | NHR_NO_URL | R3-P4: No vendor catalog hit; PN may not exist in any covered vendor's catalog. Needs human research. (prior: Run graybar_bookmarklet.html on the vendor site to extract MFG/PN. Vendor PN: (e) | 2026-04-30
1089071A | SWITCH SELECTOR 3 POSITION LEVER FRONT O |  | WESCO DISTRIBUTION, INC | EDSC21274 |  |  |  |  | EA | 4 | 2 | Crouse-Hinds (Eaton) | EDSC21274 | WESCO | https://buy.wesco.com/fsearch?q=EDSC21274 | OK | R4 web-research [conf:high] Crouse-Hinds EDSC21274 EXPF 3-pos selector switch src:https://www.eaton.com/us/en-us/skuPage.EDSC21274%20S635%20J%20O%20A.html | 2026-04-30
1089155A | LUMINAIRE;LED;46W;120-277V;5000K |  | GRAYBAR ELECTRIC COMPANY | VMVL-5-UNV1 |  |  |  |  | EA | 6 | 1 | Crouse Hinds (Eaton) | VMVL-5-UNV1 | Search VMVL-5-UNV1 ¦ Graybar | https://www.graybar.com/champ-vmvl-led-fixture-neutral-white-100w-no-guard-glass-500/p/26384764 | MFG_FROM_GRAYBAR_SEARCH | R3-P2: Graybar search re-mined. Top PN-match: 'VMVL-5-UNV1' -> Crouse Hinds (Eaton). | 2026-04-30
1089268A | UTILITY BOX COVER FOR 4 IN RECT, BLANK, |  | GRAYBAR ELECTRIC CO INC | 94048232 |  |  |  |  | EA | 1 | 1 | Crouse Hinds (Eaton) | TP608 | Utility Box Cover, Steel, UL Listed, 1/4 in. Raised, Blank | https://www.graybar.com/utility-box-cover-steel-ul-listed-1-4-in-raised-blank/p/94048232?pcode=94048232 | OK | From graybar bookmarklet (title-parser/title-parser). Title: Crouse Hinds (Eaton) TP608 Utility Box Cover, Steel, UL Listed, 1/4 In. Raised, Blank ¦ Gr | 2026-04-30
1089273A | CONNECTOR MECHANICAL GROUNDING 2-1/0 AWG |  | GRAYBAR ELECTRIC COMPANY | 15851-00077 |  |  |  |  | EA | 1 | 1 |  |  | Search 15851-00077 ¦ Graybar | https://www.graybar.com/search/?text=15851-00077&enablePartNumberSearch=false | NHR_NO_VENDOR_HIT | R3-P4: Graybar search refetched in round-3 but no PN-match found in result tiles; likely no real product exists for this vendor PN. (prior: From graybar bookmarklet (none/none). Title: Search 15851-00077 ¦ Graybar) | 2026-04-30
1089337A | LUMINAIRE;LED;57W;120-277V;5000K |  | GRAYBAR ELECTRIC CO INC | VMVL-7-2C-UN |  |  |  |  | EA | 8 | 4 |  | RC9CMDTCBK | Search VMVL-7-2C-UN ¦ Graybar | https://www.graybar.com/search/?text=VMVL-7-2C-UN&enablePartNumberSearch=false | NHR_NO_VENDOR_HIT | R3-P4: Graybar search refetched in round-3 but no PN-match found in result tiles; likely no real product exists for this vendor PN. (prior: From graybar bookmarklet (none/csv-raw). Title: Search VMVL-7-2C-UN ¦ Graybar) | 2026-04-30
1089337A | LUMINAIRE;LED;62W;120-277V;5000K |  | GRAYBAR ELECTRIC COMPANY | VMVL-7-2C-UNV1 |  |  |  |  | EA | 14 | 3 |  | GT-1C7 | Search VMVL-7-2C-UNV1 ¦ Graybar | https://www.graybar.com/search/?text=VMVL-7-2C-UNV1&enablePartNumberSearch=false | NHR_NO_VENDOR_HIT | R3-P4: Graybar search refetched in round-3 but no PN-match found in result tiles; likely no real product exists for this vendor PN. (prior: From graybar bookmarklet (none/csv-raw). Title: Search VMVL-7-2C-UNV1 ¦ Graybar) | 2026-04-30
1089818A | BUSFRSR6,FUSE |  | GRAYBAR ELECTRIC COMPANY | FRS-R-6 |  |  |  |  | EA | 12 | 1 | Bussmann (Eaton) | FRS-R-6 | Search FRS-R-6 ¦ Graybar | https://www.graybar.com/fusetron-frs-r-series-class-rk5-time-delay-fuse-rejection-ty/p/88050753 | MFG_FROM_GRAYBAR_SEARCH | R3-P2: Graybar search re-mined. Top PN-match: 'FRS-R-6' -> Bussmann (Eaton). | 2026-04-30
1089824A | CLAMP,STEEL CITY,RC3/4"" |  | GRAYBAR ELECTRIC COMPANY | 88254284 |  |  |  |  | EA | 17 | 1 | ABB (Thomas and Betts) | RC 3/4 | Steel City® Conduit Beam Clamp, Galvanized Malleable Iron, 3/4 in. | https://www.graybar.com/steel-city174-conduit-beam-clamp-galvanized-malleable-iron-3-4-in-/p/88254284 | OK | From graybar_round2 bookmarklet (csv-raw/csv-raw). Title: | 2026-04-30
1090098A | BUSMDL1,FUSE |  | GRAYBAR ELECTRIC COMPANY | MDL-1-R |  |  |  |  | EA | 10 | 1 | Bussmann (Eaton) | MDL-1-R | Search MDL-1-R ¦ Graybar | https://www.graybar.com/mdl-series-time-delay-fuse-glass-tube-1a-250vac-1-4-x-1-1-4-/p/25088602 | MFG_FROM_GRAYBAR_SEARCH | R3-P2: Graybar search re-mined. Top PN-match: 'MDL-1-R' -> Bussmann (Eaton). | 2026-04-30
1090180A | BUSFRSR4,FUSE |  | GRAYBAR ELECTRIC COMPANY | 88050742 |  |  |  |  | EA | 10 | 1 | Bussmann (Eaton) | FRS-R-4 | FUSETRON™ FRS-R Series Class RK5 Time Delay Fuse, Rejection-Type, Dual-Element, Current-Limiting, 4A, 600V | https://www.graybar.com/fusetron8482-frs-r-series-class-rk5-time-delay-fuse-rejection-type-dual-element-current-limiting-4a-600v/p/88050742?pcode=88050742 | OK | From graybar bookmarklet (title-parser/title-parser). Title: Bussmann (Eaton) FRS-R-4 FUSETRON™ FRS-R Series Class RK5 Time Delay Fuse, Rejection-Type, | 2026-04-30
1090226A | BUSFRSR60,FUSE |  | GRAYBAR ELECTRIC COMPANY | 88050756 |  |  |  |  | EA | 14 | 1 | Bussmann (Eaton) | FRS-R-60 | FUSETRON™ FRS-R Series Class RK5 Time Delay Fuse, Rejection-Type, Dual-Element, Current-Limiting, 60A, 600V | https://www.graybar.com/fusetron8482-frs-r-series-class-rk5-time-delay-fuse-rejection-type-dual-element-current-limiting-60a-600v/p/88050756?pcode=88050756 | OK | From graybar bookmarklet (title-parser/title-parser). Title: Bussmann (Eaton) FRS-R-60 FUSETRON™ FRS-R Series Class RK5 Time Delay Fuse, Rejection-Type | 2026-04-30
1090787A | CROUSE HINDS,EDSC22471-J1 SWITCH,W/PILOT |  | GRAYBAR ELECTRIC COMPANY | 98291007 |  |  |  |  | EA | 1 | 1 | Crouse-Hinds (Eaton) | EDSC22471-J1 | CROUSE HINDS,EDSC22471-J1 SWITCH,W/PILOT | (source: Short Text / Long Text columns) | DESCRIPTION_MINED | rule=R3; matched span: "CROUSE HINDS,EDSC22471-J1 SWITCH,W/PILOT" | 2026-04-29
1090934A | EXIDE EMER LIGHT UNIT rs12-180-0-b-g2 |  | GRAYBAR ELECTRIC COMPANY | RS12-180-0-B-G2 |  |  |  |  | EA | 3 | 1 |  | P2K1684 | Search RS12-180-0-B-G2 ¦ Graybar | https://www.graybar.com/search/?text=RS12-180-0-B-G2&enablePartNumberSearch=false | NHR_NO_VENDOR_HIT | R3-P4: Graybar search refetched in round-3 but no PN-match found in result tiles; likely no real product exists for this vendor PN. (prior: From graybar bookmarklet (none/csv-raw). Title: Search RS12-180-0-B-G2 ¦ Graybar) | 2026-04-30
1091014A | GE,MH100W/U/ED28,100W, MOGUL BASE,MH LAM |  | GRAYBAR ELECTRIC CO INC | MH100/U/MOG/PS |  |  |  |  | EA | 5 | 1 | GE | MH100W/U/ED28 | GE,MH100W/U/ED28,100W, MOGUL BASE,MH LAM | (source: Short Text / Long Text columns) | DESCRIPTION_MINED | rule=R3; matched span: "GE,MH100W/U/ED28,100W, MOGUL BAS" | 2026-04-29
1091014A | GE,MH100W/U/ED28,100W, MOGUL BASE,MH LAM |  | GRAYBAR ELECTRIC COMPANY | MH100/U/MOG/PS |  |  |  |  | EA | 14 | 3 | GE | MH100W/U/ED28 | GE,MH100W/U/ED28,100W, MOGUL BASE,MH LAM | (source: Short Text / Long Text columns) | DESCRIPTION_MINED | rule=R3; matched span: "GE,MH100W/U/ED28,100W, MOGUL BAS" | 2026-04-29
1091217A | BALLAST ADVANCE ICN-3P32-N T8 120V/277V |  | GRAYBAR ELECTRIC COMPANY | ICN3P32N35I |  |  |  |  | EA | 5 | 2 | Signify (Philips) | ICN3P32N35I | Search ICN3P32N35I ¦ Graybar | https://www.graybar.com/icn-3p32-t8-elect-3-f32t8-is-120-277v-n-can/p/25393044 | MFG_FROM_GRAYBAR_SEARCH | R3-P2: Graybar search re-mined. Top PN-match: 'ICN3P32N35I' -> Signify (Philips). | 2026-04-30
1091272A | GE #LU100/H/ECO LUCALOX LAMP 100 WATTS C |  | GRAYBAR ELECTRIC COMPANY | 25079087 |  |  |  |  | EA | 15 | 2 | GE | LU100/H/ECO | GE #LU100/H/ECO LUCALOX LAMP 100 WATTS C | (source: Short Text / Long Text columns) | DESCRIPTION_MINED | rule=R1; matched span: "GE #LU100/H/ECO LUCALOX LAMP 100" | 2026-04-29
1091536A | CROUSE HINDS,ECHF24, 3/4""x 4"" LONG EXP |  | GRAYBAR ELECTRIC COMPANY | 88070144 |  |  |  |  | EA | 2 | 1 | Crouse-Hinds (Eaton) | ECHF24 | CROUSE HINDS,ECHF24, 3/4""x 4"" LONG EXP | (source: Short Text / Long Text columns) | DESCRIPTION_MINED | rule=R3; matched span: "CROUSE HINDS,ECHF24, 3/4""x 4"" LONG EXP" | 2026-04-29
1091660A | GE F32T8/SPX41/ECO2 32W T8 SPX41 ECOLUX |  | GRAYBAR ELECTRIC CO INC | 7002129 |  |  |  |  | EA | 30 | 1 | GE | F32T8/SPX41/ECO2 | GE F32T8/SPX41/ECO2 32W T8 SPX41 ECOLUX | (source: Short Text / Long Text columns) | DESCRIPTION_MINED | rule=R5; matched span: "GE F32T8/SPX41/ECO2 32W T8 SPX41" | 2026-04-29
1091794A | CROUSE HINDS #LL48-60W-765/-C-1N |  | GRAYBAR ELECTRIC COMPANY | MLLA4CS-UNV1-M2 |  |  |  |  | EA | 6 | 5 | Crouse-Hinds (Eaton) | LL48-60W-765/-C-1N | CROUSE HINDS #LL48-60W-765/-C-1N | (source: Short Text / Long Text columns) | DESCRIPTION_MINED | rule=R1; matched span: "CROUSE HINDS #LL48-60W-765/-C-1N" | 2026-04-29
1092939A | CROUSE HINDS #VMV11L2A/UNV1 LED LT PEND |  | GRAYBAR ELECTRIC COMPANY | VMVL-11-2A-U NV1 |  |  |  |  | EA | 1 | 1 | Crouse-Hinds (Eaton) | VMV11L2A/UNV1 | CROUSE HINDS #VMV11L2A/UNV1 LED LT PEND | (source: Short Text / Long Text columns) | DESCRIPTION_MINED | rule=R1; matched span: "CROUSE HINDS #VMV11L2A/UNV1 LED LT PEND" | 2026-04-29
1093699A | CROUSE HINDS #VMV9L/W/2A/UNVI LED LUMINA |  | GRAYBAR ELECTRIC COMPANY | 26460049 |  |  |  |  | EA | 3 | 3 | Crouse-Hinds (Eaton) | VMV9L/W/2A/UNVI | CROUSE HINDS #VMV9L/W/2A/UNVI LED LUMINA | (source: Short Text / Long Text columns) | DESCRIPTION_MINED | rule=R1; matched span: "CROUSE HINDS #VMV9L/W/2A/UNVI LED LUMINA" | 2026-04-29
1094367A | RAB EZPAN 2x2-40-N/D10 LED EDGELIT FLAT |  | GRAYBAR ELECTRIC COMPANY | 25868090 |  |  |  |  | EA | 4 | 1 | RAB Lighting | 2X2-40-N/D10 | RAB EZPAN 2x2-40-N/D10 LED EDGELIT FLAT | (source: Short Text / Long Text columns) | DESCRIPTION_MINED | rule=R5; matched span: "RAB EZPAN 2x2-40-N/D10 LED EDGELI" | 2026-04-29
1094671A | CROUSE HINDS #VMVL-7-2c-UNV1 |  | GRAYBAR ELECTRIC COMPANY | VMV7L2CUNV1 |  |  |  |  | EA | 1 | 1 | Crouse-Hinds (Eaton) | VMVL-7-2C-UNV1 | CROUSE HINDS #VMVL-7-2c-UNV1 | (source: Short Text / Long Text columns) | DESCRIPTION_MINED | rule=R1; matched span: "CROUSE HINDS #VMVL-7-2c-UNV1" | 2026-04-29
1094674A | CROUSE HINDS #VMVL-9-J-UNV1 |  | GRAYBAR ELECTRIC COMPANY | 26487629 |  |  |  |  | EA | 2 | 1 | Crouse-Hinds (Eaton) | VMVL-9-J-UNV1 | CROUSE HINDS #VMVL-9-J-UNV1 | (source: Short Text / Long Text columns) | DESCRIPTION_MINED | rule=R1; matched span: "CROUSE HINDS #VMVL-9-J-UNV1" | 2026-04-29
1095586A | LED LIGHT RETROFIT KIT CONTENDER LED LUM |  | Border States Industries, Inc. DBA | VM5LCG5BU |  |  |  |  | EA | 28 | 3 | Crouse-Hinds (Eaton) | VM5LCG5BU | No Results ¦ Border States | https://www.borderstates.com/search?q=VM5LCG5BU | OK | R4 web-research [conf:medium] vpn appears to be Crouse-Hinds VMV LED Contender retrofit kit src: | 2026-04-30
FP10346 | CABLE TIE: RED,8 IN,NYLON | 0 | FASTENAL COMPANY | 775523 | Electric & Electronics Supplies | Electrical hardware and supplies | Electrical hardware and supplies | Cable ties | PAC | 1 | 1 |  |  | Fastenal Industrial Supplies, OEM Fasteners, Safety Products & More | https://www.fastenal.com/product/details/775523 | NHR_DISCONTINUED | R3-P4: Fastenal catalog returned not-found / homepage redirect. PN likely discontinued. (prior: Vendor returned not-found page. Title: 'Fastenal Industrial Supplies, OEM Fasten) | 2026-04-30
Non Stock | #4/3 conductor tray cable |  | Border States Industries, Inc. DBA | ELB615N |  |  |  |  | FT | 50 | 1 | Lithonia Lighting (Acuity) | ELB615N | No Results ¦ Border States | https://www.borderstates.com/search?q=ELB615N | OK | R5 deep-search [conf:high] row description mismatched (#4/3 cable) but vpn ELB615N = Lithonia 6V emergency battery src:https://www.homedepot.com/p/6V-NICAD-1500mAh-Emergency-Lighting-Battery-ELB615N-CUSTOM-587/334022277 | 2026-04-30
Non Stock | 0800886 END CLAMP, GRAY, E/NS 35 N |  | Border States Industries, Inc. DBA | ELB615N |  |  |  |  | EA | 4 | 1 | Phoenix Contact | E/NS 35 N | No Results ¦ Border States | https://www.borderstates.com/search?q=ELB615N | OK | R4 web-research [conf:high] Phoenix Contact 0800886 (E/NS 35 N) end clamp gray; description gives mfg PN 0800886 src:https://www.phoenixcontact.com/en-pc/products/end-clamp-e-ns-35-n-0800886 | 2026-04-30
Non Stock | 1050017 TERM. NUMBERS, LB5.LGS:FORTL_ZAH |  | Border States Industries, Inc. DBA | ELB615N |  |  |  |  | EA | 8 | 2 | Phoenix Contact | 1050017 | No Results ¦ Border States | https://www.borderstates.com/search?q=ELB615N | OK | R5 deep-search [conf:high] Phoenix Contact ZB 5,LGS:FORTL.ZAHLEN Zack marker strip; description text matches exactly src:https://www.phoenixcontact.com/en-us/products/labeled-terminal-marker-zb-5lgsfortlzahlen-1050017 | 2026-04-30
Non Stock | 2711 LKGPLG L14 PLUG FOR GEN |  | Border States Industries, Inc. DBA | ELB615N |  |  |  |  | EA | 1 | 1 |  |  | No Results ¦ Border States | https://www.borderstates.com/search?q=ELB615N | NHR_NO_VENDOR_HIT | R3-P4: Border States search captured but vendor now anti-bot-blocks autonomous refetch (Perfdrive captcha). Re-run round-1 bookmarklet in Chrome if MFG required. (prior: No useful page captured. Title: 'No Results ¦ Border States') | 2026-04-30
Non Stock | 3036835 FUSE PLUG, P-FU 5X20 LA 250 |  | Border States Industries, Inc. DBA | ELB615N |  |  |  |  | EA | 5 | 1 |  |  | No Results ¦ Border States | https://www.borderstates.com/search?q=ELB615N | NHR_NO_VENDOR_HIT | R3-P4: Border States search captured but vendor now anti-bot-blocks autonomous refetch (Perfdrive captcha). Re-run round-1 bookmarklet in Chrome if MFG required. (prior: No useful page captured. Title: 'No Results ¦ Border States') | 2026-04-30
Non Stock | 3038956 FEED-THROUGH CONNECTOR, GRAY, P- |  | Border States Industries, Inc. DBA | ELB615N |  |  |  |  | EA | 30 | 1 | Phoenix Contact | 3038956 | No Results ¦ Border States | https://www.borderstates.com/search?q=ELB615N | OK | R5 deep-search [conf:high] Phoenix Contact P-FIX feed-through connector; matches description src:https://rspsupply.com/p-641227-phoenix-contact-3038956-feed-through-connector-p-fix.aspx | 2026-04-30
Non Stock | 3046142 TERMINAL BLOCK, 6.2mm, GRAY, TYP |  | Border States Industries, Inc. DBA | ELB615N |  |  |  |  | EA | 35 | 1 | Phoenix Contact | 3046142 | No Results ¦ Border States | https://www.borderstates.com/search?q=ELB615N | OK | R5 deep-search [conf:high] Phoenix Contact UT 4-TG disconnect terminal block, 6.2mm gray, 500V/20A; PN 3046142 appears in long text src:https://www.graybar.com/disconnect-terminal-block-screw-connection-500v-20a-26-10-awg-6-2mm-w-gray/p/22124475 | 2026-04-30
Non Stock | 3046223 GROUND TERM. BLK, 6.2mm, GRN, UT |  | Border States Industries, Inc. DBA | ELB615N |  |  |  |  | EA | 5 | 1 |  |  | No Results ¦ Border States | https://www.borderstates.com/search?q=ELB615N | NHR_NO_VENDOR_HIT | R3-P4: Border States search captured but vendor now anti-bot-blocks autonomous refetch (Perfdrive captcha). Re-run round-1 bookmarklet in Chrome if MFG required. (prior: No useful page captured. Title: 'No Results ¦ Border States') | 2026-04-30
Non Stock | 400amp breaker |  | Border States Industries, Inc. DBA | ELB615N |  |  |  |  | EA | 1 | 1 |  |  | No Results ¦ Border States | https://www.borderstates.com/search?q=ELB615N | NHR_NO_VENDOR_HIT | R3-P4: Border States search captured but vendor now anti-bot-blocks autonomous refetch (Perfdrive captcha). Re-run round-1 bookmarklet in Chrome if MFG required. (prior: No useful page captured. Title: 'No Results ¦ Border States') | 2026-04-30
Non Stock | ABB OHYS2AJ1 SELECTOR HANDLE |  | WESCO DISTRIBUTION, INC | A-BS 700-TBS124 |  |  |  |  | EA | 1 | 1 | ABB (Thomas And Betts) | OHYS2AJ1 | WESCO | https://buy.wesco.com/fsearch?q=A-BS+700-TBS124 | OK | R4 web-research [conf:high] Multiple distributors confirm ABB OHYS2AJ1 src:https://us.rs-online.com/product/abb/ohys2aj1/70094302/ | 2026-04-30
Non Stock | appleton VMV5LCD5BU Light fixtures |  | GRAYBAR ELECTRIC COMPANY | 92137983 |  |  |  |  | EA | 2 | 1 | Appleton (Emerson) | VMV5LCD5BU | appleton VMV5LCD5BU Light fixtures | (source: Short Text / Long Text columns) | DESCRIPTION_MINED | rule=R5; matched span: "appleton VMV5LCD5BU Light fixtures" | 2026-04-29
Non Stock | blank cover for crouse hinds efdc 2491 |  | GRAYBAR ELECTRIC COMPANY | 92137983 |  |  |  |  | EA | 1 | 1 | Crouse-Hinds (Eaton) | DS185 | blank cover for crouse hinds efdc 2491 | (source: Short Text / Long Text columns) | OK | R5 deep-search [conf:low] description says blank cover for EFDC2491; DS185 is a likely match (raintight 1-gang die-cast cover) but EFDC blank covers can also be DS926 src:https://www.eaton.com/us/en-us/skuPage.DS185.html | 2026-04-30
Non Stock | crouse hinds vmvl-11-2a-unv1 light |  | GRAYBAR ELECTRIC COMPANY | 92137983 |  |  |  |  | EA | 2 | 1 | Crouse-Hinds (Eaton) | VMVL-11-2A-UNV1 | crouse hinds vmvl-11-2a-unv1 light | (source: Short Text / Long Text columns) | DESCRIPTION_MINED | rule=R5; matched span: "crouse hinds vmvl-11-2a-unv1 light" | 2026-04-29
Non Stock | EATON Champ Pro PVML-7-2HA-UNV1 |  | GRAYBAR ELECTRIC COMPANY | 92137983 |  |  |  |  | EA | 2 | 1 | Eaton | PVML-7-2HA-UNV1 | EATON Champ Pro PVML-7-2HA-UNV1 | (source: Short Text / Long Text columns) | DESCRIPTION_MINED | rule=R5; matched span: "EATON Champ Pro PVML-7-2HA-UNV1" | 2026-04-29
Non Stock | EATON Champ Pro PVML-9-2HA-UNV1 |  | GRAYBAR ELECTRIC COMPANY | 92137983 |  |  |  |  | EA | 2 | 1 | Eaton | PVML-9-2HA-UNV1 | EATON Champ Pro PVML-9-2HA-UNV1 | (source: Short Text / Long Text columns) | DESCRIPTION_MINED | rule=R5; matched span: "EATON Champ Pro PVML-9-2HA-UNV1" | 2026-04-29
Non Stock | Eaton Crouse-Hinds EVI301 |  | GRAYBAR ELECTRIC COMPANY | 92137983 |  |  |  |  | EA | 1 | 1 | Crouse-Hinds (Eaton) | EVI301 | Eaton Crouse-Hinds EVI301 | (source: Short Text / Long Text columns) | DESCRIPTION_MINED | rule=R5; matched span: "aton Crouse-Hinds EVI301" | 2026-04-29
Non Stock | Eaton Crouse-Hinds EVI301 |  | WESCO DISTRIBUTION, INC | A-BS 700-TBS124 |  |  |  |  | EA | 1 | 1 | Crouse-Hinds (Eaton) | EVI301 | Eaton Crouse-Hinds EVI301 | (source: Short Text / Long Text columns) | DESCRIPTION_MINED | rule=R5; matched span: "aton Crouse-Hinds EVI301" | 2026-04-29
Non Stock | ELB615N batteries |  | Border States Industries, Inc. DBA | ELB615N |  |  |  |  | EA | 15 | 1 | Lithonia Lighting (Acuity) | ELB615N | No Results ¦ Border States | https://www.borderstates.com/search?q=ELB615N | OK | R5 deep-search [conf:high] Lithonia ELB615N 6V NiCad emergency lighting battery confirmed src:https://www.batterymart.com/p-custom-587-emergency-light-battery.html | 2026-04-30
Non Stock | Electrical Hardware - SS (VMI) |  | Border States Industries, Inc. DBA | ELB615N |  |  |  |  | EA | 3000 | 1 |  |  | No Results ¦ Border States | https://www.borderstates.com/search?q=ELB615N | NHR_NO_VENDOR_HIT | R3-P4: Border States search captured but vendor now anti-bot-blocks autonomous refetch (Perfdrive captcha). Re-run round-1 bookmarklet in Chrome if MFG required. (prior: No useful page captured. Title: 'No Results ¦ Border States') | 2026-04-30
Non Stock | Electrical Parts (VMI) |  | Border States Industries, Inc. DBA | ELB615N |  |  |  |  | EA | 3000 | 1 |  |  | No Results ¦ Border States | https://www.borderstates.com/search?q=ELB615N | NHR_NO_VENDOR_HIT | R3-P4: Border States search captured but vendor now anti-bot-blocks autonomous refetch (Perfdrive captcha). Re-run round-1 bookmarklet in Chrome if MFG required. (prior: No useful page captured. Title: 'No Results ¦ Border States') | 2026-04-30
Non Stock | EO-Square D Co. ZBE102 |  | GRAYBAR ELECTRIC COMPANY | 92137983 |  |  |  |  | EA | 2 | 1 | Crouse Hinds (Eaton) | EGL K1 | Static Grounding Indicator Clamp | https://www.graybar.com/static-grounding-indicator-clamp/p/92137983 | OK | From graybar_round2 bookmarklet (csv-raw/csv-raw). Title: | 2026-04-30
Non Stock | Hand-off-Auto switch N2S |  | GRAYBAR ELECTRIC COMPANY | 92137983 |  |  |  |  | EA | 3 | 1 | Crouse Hinds (Eaton) | EGL K1 | Static Grounding Indicator Clamp | https://www.graybar.com/static-grounding-indicator-clamp/p/92137983 | OK | From graybar_round2 bookmarklet (csv-raw/csv-raw). Title: | 2026-04-30
Non Stock | HOA switch N2S2123-HN-OF-AU |  | GRAYBAR ELECTRIC COMPANY | 92137983 |  |  |  |  | EA | 2 | 1 | Crouse Hinds (Eaton) | EGL K1 | Static Grounding Indicator Clamp | https://www.graybar.com/static-grounding-indicator-clamp/p/92137983 | OK | From graybar_round2 bookmarklet (csv-raw/csv-raw). Title: | 2026-04-30
Non Stock | Lenze Drive |  | Border States Industries, Inc. DBA | ELB615N |  |  |  |  | EA | 1 | 1 |  |  | No Results ¦ Border States | https://www.borderstates.com/search?q=ELB615N | NHR_NO_VENDOR_HIT | R3-P4: Border States search captured but vendor now anti-bot-blocks autonomous refetch (Perfdrive captcha). Re-run round-1 bookmarklet in Chrome if MFG required. (prior: No useful page captured. Title: 'No Results ¦ Border States') | 2026-04-30
Non Stock | M18 4 tool combo kit |  | Border States Industries, Inc. DBA | ELB615N |  |  |  |  | EA | 1 | 1 |  |  | No Results ¦ Border States | https://www.borderstates.com/search?q=ELB615N | NHR_NO_VENDOR_HIT | R3-P4: Border States search captured but vendor now anti-bot-blocks autonomous refetch (Perfdrive captcha). Re-run round-1 bookmarklet in Chrome if MFG required. (prior: No useful page captured. Title: 'No Results ¦ Border States') | 2026-04-30
Non Stock | M18 Fuel 3/4 impact |  | Border States Industries, Inc. DBA | ELB615N |  |  |  |  | EA | 2 | 1 | Milwaukee | 2767-22 | No Results ¦ Border States | https://www.borderstates.com/search?q=ELB615N | OK | R5 deep-search [conf:low] description 'M18 Fuel 3/4 impact' suggests Milwaukee 2767-22 M18 FUEL 1/2in (note size mismatch - desc says 3/4in); could also be 2864-20 (3 src:(description) | 2026-04-30
Non Stock | PwerFlex 525 ac drive |  | Border States Industries, Inc. DBA | ELB615N |  |  |  |  | EA | 2 | 1 |  |  | No Results ¦ Border States | https://www.borderstates.com/search?q=ELB615N | NHR_NO_VENDOR_HIT | R3-P4: Border States search captured but vendor now anti-bot-blocks autonomous refetch (Perfdrive captcha). Re-run round-1 bookmarklet in Chrome if MFG required. (prior: No useful page captured. Title: 'No Results ¦ Border States') | 2026-04-30
Non Stock | Relays for OHA Pump Panel |  | WESCO DISTRIBUTION, INC | A-BS 700-TBS124 |  |  |  |  | EA | 6 | 1 | ABB (Thomas And Betts) | 700-TBS124 | WESCO | https://buy.wesco.com/fsearch?q=A-BS+700-TBS124 | OK | R4 web-research [conf:high] vpn matches AB 700-TBS124; mfg_known wrong (not ABB/T&B) src:https://www.graybar.com/ | 2026-04-30
Non Stock | RS01A250R0FB12 250ohms 1% RESISTOR |  | Border States Industries, Inc. DBA | ELB615N |  |  |  |  | EA | 20 | 1 | multiple | RS01A250R0FB12 | No Results ¦ Border States | https://www.borderstates.com/search?q=ELB615N | OK | R4 web-research [conf:low] RS01A250R0FB12 = 250 ohm 1% resistor - generic spec; many mfgs (Riedon/Vishay/Caddock) src: | 2026-04-30
Non Stock | static grounding indicator clamp 30 FT |  | GRAYBAR ELECTRIC COMPANY | 92137983 |  |  |  |  | EA | 4 | 1 | Crouse Hinds (Eaton) | EGL K1 | Static Grounding Indicator Clamp | https://www.graybar.com/static-grounding-indicator-clamp/p/92137983 | OK | From graybar_round2 bookmarklet (csv-raw/csv-raw). Title: | 2026-04-30
RJ0125 | #813550 claw bag clamp bar type long | 813550 claw bag clamp , bar type long, premier tech | PREMIER TECH INC | 813550 | Electric & Electronics Supplies | Lighting Fixtures and Accessories | Lighting Fixtures and Accessories | Industrial lighting fixtures | EA | 1 | 1 | Premier Tech | 813550 | #813550 claw bag clamp bar type long |  | MFG_IS_VENDOR | Vendor IS the manufacturer (single-row direct-MFG vendor). Vendor PN treated as MFG PN. | 2026-04-29
RJ0126 | #813551 claw bag clamp bra type long | #813551 claw bag clamp, bar type long , premier tech | PREMIER TECH INC | 813551 | Electric & Electronics Supplies | Lighting Fixtures and Accessories | Lighting Fixtures and Accessories | Industrial lighting fixtures | EA | 1 | 1 | Premier Tech | 813551 | #813551 claw bag clamp bra type long |  | MFG_IS_VENDOR | Vendor IS the manufacturer (single-row direct-MFG vendor). Vendor PN treated as MFG PN. | 2026-04-29
RJ0209 | philips 5000k 9 watt led a-19 60w equal | philip led daylight 5000k , 60 watt equivalant 9 watt led , a-19 bulb | GRAINGER INCORPORATED | 784N94 | Electric & Electronics Supplies | Luminaires and light fittings | Luminaires and light fittings | LED lighting fixtures | EA | 14 | 2 | Philips Lighting (Signify) | A-19 | philips 5000k 9 watt led a-19 60w equal | (source: Short Text / Long Text columns) | DESCRIPTION_MINED | rule=R5; matched span: "philips 5000k 9 watt led a-19 60w equ" | 2026-04-29
RJ0225 | ge 12watt led dimmable bulb a21 | ge dimmable led light bulb 12watts, a21, 3000k, 11000 lumen,wwg#53dp52 | FASTENAL COMPANY |  | Electric & Electronics Supplies | Lamps | Lamps | LED lamps | EA | 5 | 1 | GE |  | ge 12watt led dimmable bulb a21 | (source: Short Text / Long Text columns) | MFG_FROM_DESCRIPTION | rule=R6; MFG inferred from description span: "ge 12watt led dimmable bulb a21". Vendor PN absent or unmineable. | 2026-04-29
RJ0320 | power sonic battery #ps-6580 | power sonic battery for e-lights, model#ps-6580, 6 volt, 58.0 ah | RS AMERICAS INC | 70115593 | Electric & Electronics Supplies | Batteries and cells | Batteries and cells | Rechargeable batteries | EA | 8 | 3 | Power-Sonic | PS-6580 | power sonic battery #ps-6580 | (source: Short Text / Long Text columns) | DESCRIPTION_MINED | rule=R5; matched span: "power sonic battery #ps-6580 power sonic" | 2026-04-29
RJ0370 | AMPROBE ,WIRE TRACER #AT-6010 | AMPROBE WIRE TRACER 0-600V AC/DC CARRY CASE LEADS MODEL AT-6010 AMPROBE | GRAINGER INCORPORATED | 55AX71 | Electric & Electronics Supplies | Electrical measuring instruments | Electrical measuring instruments | Wire tracers | EA | 1 | 1 | AMPROBE | AT-6010 | AT-6010, 0 to 600V AC/DC, Wire Tracer | https://www.grainger.com/product/55AX71 | OK | From grainger bookmarklet (csv-raw/csv-raw). Title: | 2026-04-30
RJ0402 | kuka switch setting plate #132475 | kuka brand switch setting plate #132475 | KUKA ROBOTICS CORPORATION | 132475 | Electric & Electronics Supplies | Lamps | Lamps | Fluorescent lamps | EA | 1 | 1 | KUKA Robotics | 132475 | kuka switch setting plate #132475 |  | MFG_IS_VENDOR | Vendor IS the manufacturer (single-row direct-MFG vendor). Vendor PN treated as MFG PN. | 2026-04-29
RJ0431 | crouse hinds,crh,tp7810,200w pendant | crouse hinds crh,tp7810,200w,pendant, light fixture | GRAYBAR ELECTRIC COMPANY |  | Electric & Electronics Supplies | Luminaires and light fittings | Luminaires and light fittings | Hazardous location pendant light fixtures | EA | 1 | 1 | Crouse-Hinds (Eaton) | TP7810 | crouse hinds,crh,tp7810,200w pendant | (source: Short Text / Long Text columns) | DESCRIPTION_MINED | rule=R5; matched span: "crouse hinds,crh,tp7810,200w pendant crou" | 2026-04-29
RJ0478 | phoenix sacc-ms-5con-pg11-duo-msco | phoenix contact connector #sacc-ms-5con-pg11-duo-msco | RS AMERICAS INC | 71065562 | Electric & Electronics Supplies | Electrical conduit fittings and accessories | Electrical conduit fittings and accessories | Circular connectors | EA | 3 | 1 | Phoenix Contact | SACC-MS-5CON-PG11-DUO-MSCO | phoenix sacc-ms-5con-pg11-duo-msco | (source: Short Text / Long Text columns) | DESCRIPTION_MINED | rule=R5; matched span: "phoenix sacc-ms-5con-pg11-duo-msco p" | 2026-04-29
RJ0585 | CROUSE-HINDS DS514-J1SA COVER ASSEMBLY | CROUSE -HINDS #DS514-J1SA, EXPLOSION PROOF FACTORY SEALED COVER ASSEMBLY | GRAYBAR ELECTRIC COMPANY | 26124834 | Electric & Electronics Supplies | Electrical boxes and enclosures | Electrical boxes and enclosures | Cover plates | EA | 1 | 1 | Crouse-Hinds (Eaton) | DS514-J1SA | CROUSE-HINDS DS514-J1SA COVER ASSEMBLY | (source: Short Text / Long Text columns) | DESCRIPTION_MINED | rule=R5; matched span: "CROUSE-HINDS DS514-J1SA COVER ASSEMBLY CR" | 2026-04-29
RJ0778 | CROUSE-HINDS DSD9225SA PUSH BUTTON | CROUSE-HINDS PUSH BUTTON COVER ASSEMBLY DSD922SA 1 RED AND 1 GREEN | FASTENAL COMPANY | 15870-00306 | Electric & Electronics Supplies | Electrical switches | Electrical switches | Pushbutton switches | EA | 1 | 1 | Crouse-Hinds (Eaton) | DSD9225SA | CROUSE-HINDS DSD9225SA PUSH BUTTON | (source: Short Text / Long Text columns) | DESCRIPTION_MINED | rule=R5; matched span: "CROUSE-HINDS DSD9225SA PUSH BUTTON CROUSE" | 2026-04-29
RJ0778 | CROUSE-HINDS DSD9225SA PUSH BUTTON | CROUSE-HINDS PUSH BUTTON COVER ASSEMBLY DSD922SA 1 RED AND 1 GREEN | GRAYBAR ELECTRIC COMPANY | 22114631 | Electric & Electronics Supplies | Electrical switches | Electrical switches | Pushbutton switches | EA | 2 | 1 | Crouse-Hinds (Eaton) | DSD9225SA | CROUSE-HINDS DSD9225SA PUSH BUTTON | (source: Short Text / Long Text columns) | DESCRIPTION_MINED | rule=R5; matched span: "CROUSE-HINDS DSD9225SA PUSH BUTTON CROUSE" | 2026-04-29
RJ1284A | EATON Champ Pro PVML-7-2HA-UNV1 |  | GRAYBAR ELECTRIC COMPANY | PVML-7-2HA-UNV1 |  |  |  |  | EA | 3 | 2 | Eaton | PVML-7-2HA-UNV1 | EATON Champ Pro PVML-7-2HA-UNV1 | (source: Short Text / Long Text columns) | OK | R4 web-research [conf:high] vpn itself is Eaton Champ Pro MFG PN src:https://www.eaton.com/ | 2026-04-30
RJ1285A | EATON Champ Pro PVML-9-2HA-UNV1 |  | GRAYBAR ELECTRIC COMPANY | 26566699 |  |  |  |  | EA | 2 | 1 | Eaton | PVML-9-2HA-UNV1 | EATON Champ Pro PVML-9-2HA-UNV1 | (source: Short Text / Long Text columns) | DESCRIPTION_MINED | rule=R5; matched span: "EATON Champ Pro PVML-9-2HA-UNV1" | 2026-04-29
RJ1286A | EATON CHAMP PRO PVML-11-2HA-UNV1 |  | GRAYBAR ELECTRIC COMPANY | PVML-11-2HA-UNV1 |  |  |  |  | EA | 5 | 3 | Eaton | PVML-11-2HA-UNV1 | EATON CHAMP PRO PVML-11-2HA-UNV1 | (source: Short Text / Long Text columns) | OK | R4 web-research [conf:medium] Eaton Champ Pro PVML series; 2HA variant (with heatsink) confirmed; vpn matches Eaton sku format src:https://www.eaton.com/us/en-us/skuPage.PVML-11-2A-UNV1.html | 2026-04-30
RJ1340A | BERK-TEK CAT6 WIRE LANMARK-1000,CAT6,CMR |  | GRAYBAR ELECTRIC COMPANY | 6P4P24-BL-PBER-AP |  |  |  |  | FT | 1000 | 1 | Berk-Tek a Leviton Company | 6P4P24-BL-P-BER-AP-NS | Search 6P4P24-BL-PBER-AP ¦ Graybar | https://www.graybar.com/10136226-lanmark-6-cat-6-u-utp-cable-cmp-blue-1000-ft-305-m-/p/25101606 | MFG_FROM_GRAYBAR_SEARCH | R3-P2: Graybar search re-mined. Top PN-match: '6P4P24-BL-P-BER-AP-NS' -> Berk-Tek a Leviton Company. | 2026-04-30
RJ1611 | PHILIPS LED TYPE A T8/T12 PLUG & PLAY LE | 0 | FASTENAL COMPANY | 15870-00768 | Electric & Electronics Supplies | Luminaires and light fittings | Luminaires and light fittings | LED lighting fixtures | EA | 10 | 1 | Philips Lighting (Signify) | T8/T12 | PHILIPS LED TYPE A T8/T12 PLUG & PLAY LE | (source: Short Text / Long Text columns) | DESCRIPTION_MINED | rule=R5; matched span: "PHILIPS LED TYPE A T8/T12 PLUG & PLAY" | 2026-04-29
RJ1632 | PHILIPS 32 WATT EQUIVALENT 4FT LINEAR T1 | 0 | FASTENAL COMPANY | 15870-00765 | Electric & Electronics Supplies | Luminaires and light fittings | Luminaires and light fittings | LED lighting fixtures | EA | 60 | 2 | Philips Lighting (Signify) |  | PHILIPS 32 WATT EQUIVALENT 4FT LINEAR T1 | (source: Short Text / Long Text columns) | MFG_FROM_DESCRIPTION | rule=R6; MFG inferred from description span: "PHILIPS 32 WATT EQUIVALENT 4FT LINEAR". Vendor PN absent or unmineable. | 2026-04-29