## Sheet1
MFG | PN | Material | Material Description | PO Text | Plant | Storage location | Material Group | Base Unit of Measure | Descr. of Storage Loc. | Currency | Name 1 | Storage Bin | Last Change | Creation Date | Last PO Qty | Material PO Text | SIM
PANDUIT | PCMB-8 | 4200013761 | MRKR,WIRE,PANDT,PN: PCMB-8,SR 1-90 | MARKER,WIRE MANUFACTURER: PANDUIT PART NUMBER: PCMB-8 CONSECUTIVE SERIES: 1-90 MATERIAL: VINYL CLOTH | N100 | SP22 | WIRE&CABL | EA | E&I Basement | USD | Auriga Polymers Inc. USA | 0902045G27 | 2024-05-17 | 2026-01-29 | 3 | MRKR,WIRE,PANDT,PN: PCMB-8,SR 1-90 | PANDUIT PCMB-8
USG CORPORATION | 10690735 | 4100046610 | SENSOR,PROX,USG CORP,PN: 10690735 | SENSOR,PROXIMITY MANUFACTURER: USG CORPORATION MODEL NUMBER: 6030228 PN: 10690735 | N100 | SP22 | SENS-PROB | EA | E&I Basement | USD | Auriga Polymers Inc. USA | 1109064S80 | 2024-05-17 | 2026-01-29 | 3 | SENSOR,PROX,USG CORP,PN: 10690735 | USG CORPORATION 10690735
FERRAZ SHAWMUT | AJT250 | 4100047792 | FUSE,NM,SHAWMUT,MN: AJT250,250A,TYPE J | FUSE,NO MODIFIER MANUFACTURER: FERRAZ SHAWMUT MODEL NUMBER: AJT250 RATED CURRENT: 250A ADDITIONAL FEATURES: TYPE J | N100 | SP22 | RLAY-PROT | EA | E&I Basement | USD | Auriga Polymers Inc. USA | 0701042S80 | 2024-05-17 | 2026-01-28 | 0 | FUSE,NM,SHAWMUT,MN: AJT250,250A,TYPE J | FERRAZ SHAWMUT AJT250
MONITOR TECHNOLOGIES LLC | 1-3335 | 4104197800 | CPLG,NM,SPRING FLEX,MONITOR,13335 | COUPLING, NO MODIFIER, SPRING-FLEX, ON THE ROTARY PADDLE BIN MONITOR UNIT, FOR LEVEL DETECTION, MONITOR TECHNOLOGIES LLC PN: 1-3335 | N100 | SP22 | COUPLING | EA | E&I Basement | USD | Auriga Polymers Inc. USA | F99 | 2025-11-14 | 2026-01-26 | 0 | CPLG,NM,SPRING FLEX,MONITOR,13335 | MONITOR TECHNOLOGIES LLC 1-3335
DYNISCO | 2242EA00P20FEFFBCAZZ | 4100047947 | SENSOR,PRES,PROBE,DYNISCO,MN: 2242EA00P | SENSOR,PRESSURE TYPE: PROBE MANUFACTURER: DYNISCO MODEL NUMBER: 2242EA00P20FEFFBCAZZ MEASUREMENT RANGE: 3000PSIG SIGNAL RANGE: 4-20MA CONNECTION TYPE: UNITED NATIONAL FINE ADDITIONAL FEATURES: WITH 0.25% FSO ACCURACY,E-EXPLOSION PROOF RATED,A-DYMAX COATED DIAPHRAGM,00 - 1/20 UNF PROCESS CONNECTION,P20 -3000 PSIG,FE - 12IN SNOUT,FF-30IN FLEX,B-HART WITH ZERO & SPAN CA,ZZ - NO THERMOCOUPLE | N100 | SP22 | SENS-PROB | EA | E&I Basement | USD | Auriga Polymers Inc. USA | 1102055 | 2025-02-11 | 2026-01-23 | 4 | SENSOR,PRES,PROBE,DYNISCO,MN: 2242EA00P | DYNISCO 2242EA00P20FEFFBCAZZ
BALLUFF | BHS0034 | 4102112926 | SENSOR,INDUCTIVE,BALLUFF,PN:BHS0034 | INDUCTIVE SENSOR, LEAD TIME 1 WEEK, MOTION INDUSTRIES PN:02925928, BALLUFF INC PN: BHS0034 BES516-300S-266S-4 | N100 | SP22 | SENS-PROB | EA | E&I Basement | USD | Auriga Polymers Inc. USA | F99 | 2026-01-20 | 2026-01-23 | 4 | SENSOR,INDUCTIVE,BALLUFF,PN:BHS0034 | BALLUFF BHS0034
CUTLER-HAMMER | E50SA | 4102137508 | SW,LMT,1NO,1NC,CUTLR-HMR,PN: E50SA,BDY | SWITCH,LIMIT NUMBER OF CONTACTS: 1NO,1NC MANUFACTURER: CUTLER-HAMMER PART NUMBER: E50SA ADDITIONAL FEATURES: BODY | N100 | SP22 | SWTCH-ACC | EA | E&I Basement | USD | Auriga Polymers Inc. USA | F99 | 2026-01-20 | 2026-01-23 | 0 | SW,LMT,1NO,1NC,CUTLR-HMR,PN: E50SA,BDY | CUTLER-HAMMER E50SA
EATON | E50DS3 | 4104199424 | SW,LIMIT,HD,ACT,SID PSH RLR,EATON,E50DS3 | SWITCH, LIMIT, HEAVY DUTY, PLUG-IN, WITH ACTUATOR, SIDE PUSH ROLLER, DIE CAST ZINC, TEMPERATURE RANGE 14° TO 201°F (DEGREES FAHRENHEIT) LEAD TIME 2 WEEKS, EATON-CUTLER HAMMER PN: E50DS3 | N100 | SP22 | INS-SWTCH | EA | E&I Basement | USD | Auriga Polymers Inc. USA | F99 | 2026-01-20 | 2026-01-23 | 0 | SW,LIMIT,HD,ACT,SID PSH RLR,EATON,E50DS3 | EATON E50DS3
BINDER | 9904302004 | 4102112923 | CONNECTR,90DEG,4P,BINDER,PN:9904302004 | 90° ELBOW CONNECTOR, 4 POLE, 18AWG, STYLE 2517, 713 99 0430 20 04 08201674689, LEAD TIME 7 WEEKS, MOTION INC PN: 99999999, BINDER USA PN: 9904302004 | N100 | SP22 | WIRE&CABL | EA | E&I Basement | USD | Auriga Polymers Inc. USA | F99 | 2026-01-20 | 2026-01-21 | 8 | CONNECTR,90DEG,4P,BINDER,PN:9904302004 | BINDER 9904302004
PARKER | P31PA12AVM1 | 4100047034 | XDCR,PNEU-CURRENT,PARKER,MN: P31PA12AVM1 | TRANSDUCER,PNEUMATIC TO CURRENT MANUFACTURER: PARKER MODEL NUMBER: P31PA12AVM1A+BRCK OPERATING PRESSURE RANGE: 0-100PSI SIGNAL RANGE: 4-20MA ADDITIONAL FEATURES: REPLACES OBSOLETE TYPE 440 P/N 538816-00R | N100 | SP22 | TRNSDCR | EA | E&I Basement | USD | Auriga Polymers Inc. USA | 0202033S89 | 2024-05-17 | 2026-01-21 | 1 | XDCR,PNEU-CURRENT,PARKER,MN: P31PA12AVM1 | PARKER P31PA12AVM1
STATIC O-RING | 12N4-KK614-C2A | 4100057366 | SW,PRES,1-48IN H20,SOR,12N4-KK614-C2A | SWITCH,PRESSURE MEASUREMENT RANGE: 1-48IN H20 MANUFACTURER: STATIC O-RING MODEL NUMBER: 12N4-KK614-C2A ADDITIONAL FEATURES: SPEC Q235 | N100 | SP22 | INS-SWTCH | EA | E&I Basement | USD | Auriga Polymers Inc. USA | 1109051S76 | 2024-05-17 | 2026-01-20 | 1 | SW,PRES,1-48IN H20,SOR,12N4-KK614-C2A | STATIC O-RING 12N4-KK614-C2A
STATIC O-RING | 4L-K45-N4-B2A-RR | 4100045275 | SW,PRES,SPDT,4-75PSI,SPDT,1/2IN,STATIC-O | SWITCH,PRESSURE TYPE: SINGLE-POLEÂ DOUBLE-THROW MEASUREMENT RANGE: 4-75PSI CONTACT TYPE: SPDT CONNECTION SIZE: 1/2IN MANUFACTURER: STATIC O RING MODEL NUMBER: 4L-K45-N4-B2A-RR ADDITIONAL FEATURES: SPEC 17503.2.5, STATIC O-RING | N100 | SP22 | INS-SWTCH | EA | E&I Basement | USD | Auriga Polymers Inc. USA | 1108054S88 | 2024-05-17 | 2026-01-20 | 2 | SW,PRES,SPDT,4-75PSI,SPDT,1/2IN,STATIC-O | STATIC O-RING 4L-K45-N4-B2A-RR
SIEMENS | 3RH2911-1FA22 | 4102054485 | CONTACT,AUX,SIEMENS,PN: 3RH2911-1FA22 | CONTACT,AUXILIARY MANUFACTURER: SIEMENS PART NUMBER: 3RH2911-1FA22,SIRIUS SERIES NUMBER OF CONTACTS: 4 CONTACT TYPE: 2NO,2NC VOLTAGE RATING: 690VCA MOUNTING TYPE: PRESSURE PROTECTION TYPE: IP20 | N100 | SP22 | ELE-PANEL | PC | E&I Basement | USD | Auriga Polymers Inc. USA | F99 | 2025-11-17 | 2026-01-20 | 3 | CONTACT,AUX,SIEMENS,PN: 3RH2911-1FA22 | SIEMENS 3RH2911-1FA22
BRADY | 20848347 | 4200013725 | TAG,LOCKOUT,L 5.75IN,W 3IN | TAG,LOCKOUT LENGTH: 5.75IN WIDTH: 3IN LABEL: DO NOT OPERATE MATERIAL: B851 ECONOMY POLYESTER WITH METAL GROMMET COLOR: WHITE FONT COLOR: BLACK MANUFACTURER: BRADY PART NUMBER: 20848347 ADDITIONAL FEATURES: MIN ORDER 250 EACH, ONLY APPROVED LOCKOUT TAG FOR SPARTANBURG | N100 | SP22 | SIGN-LABL | EA | E&I Basement | USD | Auriga Polymers Inc. USA | 0702014P75 | 2024-05-17 | 2026-01-20 | 10 | TAG,LOCKOUT,L 5.75IN,W 3IN | BRADY 20848347
SIEMENS | 3RT2024-1BB40 | 4102114643 | CONTACTOR,SIEMENS,3RT2024-1BB40 | POWER CONTACTOR AC-3E/AC-3 12 am 5.5KW/400V TRIPOLAR 24V DC AUXILIARY CONTACTS: 1 NO + 1 NC SCREW TERMINAL BRAND: SIEMENS MODEL NUMBER: 3RT2024-1BB40 | N100 | SP22 | ELECTRONC | PC | E&I Basement | USD | Auriga Polymers Inc. USA | F99 | 2025-11-17 | 2026-01-20 | 0 | CONTACTOR,SIEMENS,3RT2024-1BB40 | SIEMENS 3RT2024-1BB40
ANDRSN-W | L4-SS-MT | 4100057515 | SW,LVL,ANDRSN-W,PN: L4-SS-MT 316SS | SWITCH,LEVEL MANUFACTURER: ANDRSN-W MODEL NUMBER: L4-SS-MT 316SS BODY MATERIAL: STAINLESS STEEL 316 MOUNTING: SIDE MOUNTED OPERATING TEMPERATURE MINIMUM: 400 F ADDITIONAL FEATURES: FLOTECT MOUNTED ON 400 DEG F # 063-909371,L4 SERIESLEVEL SWITCH,3IN 316SS FLOAT ARM | N100 | SP22 | INS-SWTCH | EA | E&I Basement | USD | Auriga Polymers Inc. USA | 1701051 | 2024-05-17 | 2026-01-13 | 2 | SW,LVL,ANDRSN-W,PN: L4-SS-MT 316SS | ANDRSN-W L4-SS-MT
SIEMENS | 3RB3123-4SB0 | 4104193469 | RELAY,SAFETY,OVRLD,SIEMENS,3RB31234SB0 | RELAY, SAFETY, OVERLOAD, 3-12 AMP (AMPERAGE), ELECTRONIC FOR MOTOR PROTECTION, SIZE S0, CLASS 5...30 CONTACTOR MOUNTING MAIN CIRCUIT: SCREW AUXILIARY CIRCUIT: SCREW MANUAL-AUTOMATIC-RESET INTERNAL GROUND FAULT DETECTION SIEMENS PN: 3RB3123-4SB0 | N100 | SP22 | PWR-ELECT | EA | E&I Basement | USD | Auriga Polymers Inc. USA | F99 | 2025-11-17 | 2026-01-12 | 0 | RELAY,SAFETY,OVRLD,SIEMENS,3RB31234SB0 | SIEMENS 3RB3123-4SB0
SYSTEMATIC | C1011-24 | 4100047476 | PROBE,LVL,SYSTEMATIC,MN: C1011-24" | PROBE,LEVEL MANUFACTURER: SYSTEMATIC MODEL NUMBER: C1011-24 DIAMETER: 1/4IN MATERIAL: STAINLESS STEEL 316 ADDITIONAL FEATURES: RF RADIOCON PROBE | N100 | SP22 | SENS-PROB | EA | E&I Basement | USD | Auriga Polymers Inc. USA | 1109071S99 | 2024-05-17 | 2026-01-08 | 1 | PROBE,LVL,SYSTEMATIC,MN: C1011-24" | SYSTEMATIC C1011-24
IDEAL | 44-101 | 4200013760 | MRKR,WIRE,IDEAL,PN: 44-101 ,SR 0-9 | MARKER,WIRE TYPE: IDEAL PART NUMBER: 44-101 CONSECUTIVE SERIES: 0-9 ADDITIONAL FEATURES: BOOKLET OF 45 | N100 | SP22 | WIRE&CABL | EA | E&I Basement | USD | Auriga Polymers Inc. USA | 0902044G27 | 2024-05-17 | 2026-01-02 | 2 | MRKR,WIRE,IDEAL,PN: 44-101 ,SR 0-9 | IDEAL 44-101
STATIC O-RING | SYV4NNK2N4BIA | 4100045284 | SW,PRES,1-8PSI,STATIC-O | SWITCH,PRESSURE MEASUREMENT RANGE: 1-8PSI MANUFACTURER: STATIC O RING MODEL NUMBER: SYV4NNK2N4BIA ADDITIONAL FEATURES: 4NN-K2 STATIC-O RING | N100 | SP22 | INS-SWTCH | EA | E&I Basement | USD | Auriga Polymers Inc. USA | 1109054S88 | 2024-05-17 | 2025-12-18 | 2 | SW,PRES,1-8PSI,STATIC-O | STATIC O-RING SYV4NNK2N4BIA
| SQ-D9001KA-1 | 4100045015 | BLK,CONTACT,1NO,1NC,10A,250V | BLOCK,CONTACT NUMBER OF CONTACTS: 1NO,1NC CURRENT RATING: 10A RATED VOLTAGE: 250V PART NUMBER: SQ-D 9001KA-1 | N100 | SP22 | ELE-PANEL | EA | E&I Basement | USD | Auriga Polymers Inc. USA | 1109033S88 | 2024-05-17 | 2025-12-12 | 6 | BLK,CONTACT,1NO,1NC,10A,250V | SQ-D9001KA-1
| 25070476 | 4102111646 | SENSOR,PROX,GRAYBAR,PN:25070476 | PROXIMITY SENSOR 18MM AC/DC XS6 OPTIONS PN:25070476 | N100 | SP22 | EL-HW-SUP | EA | E&I Basement | USD | Auriga Polymers Inc. USA | 1202078 | 2024-05-17 | 2025-12-01 | 2 | SENSOR,PROX,GRAYBAR,PN:25070476 | 25070476
ROSEMOUNT | 79-325-0002 | 4100045240 | HEAD,RTD,ROSEMOUNT,PN: 79-325-0002,CONN | HEAD,RTD MANUFACTURER: ROSEMOUNT PART NUMBER: 79-325-0002 ADDITIONAL FEATURES: CONNECTION | N100 | SP22 | SENS-PROB | EA | E&I Basement | USD | Auriga Polymers Inc. USA | 0303041S88 | 2024-05-17 | 2025-11-24 | 6 | HEAD,RTD,ROSEMOUNT,PN: 79-325-0002,CONN | ROSEMOUNT 79-325-0002
SIEMENS | 6DR52100EG010AA | 4100055123 | POSTNR,VLV,EP,SIEMENS,MN:6DR52100EG010AA | POSITIONER,VALVE TYPE: ELECTRO PNEUMATIC MANUFACTURER: SIEMENS MODEL NUMBER: 6DR5210-0EG01-0AA1 ACTUATOR DETAILS: POS 90 NOMINAL INPUT CURRENT: 4-20MA HART ADDITIONAL FEATURES: KOMM NO.SOA13-0436/1 DRAWING NUMBER: S088854 | N100 | SP22 | VLV-ACC | EA | E&I Basement | USD | Auriga Polymers Inc. USA | 1501051P05 | 2024-05-17 | 2025-11-24 | 1 | POSTNR,VLV,EP,SIEMENS,MN:6DR52100EG010AA | SIEMENS 6DR52100EG010AA
SIEMENS | 3RV2021-4AA10 | 4102114642 | CONTACTOR,SIEMENS,3RV2021-4AA10 | CONTACTOR CIRCUIT BREAKER SIZE S0 OVERLOAD TRIGGER WITH DELAY ACCORDING TO CURRENT 10...16 A SHORT-CIRCUIT TRIGGER 208 TO SCREW TERMINAL STANDARD BREAKING CAPACITY BRAND: SIEMENS MODEL NUMBER: 3RV2021-4AA10 | N100 | SP22 | ELECTRONC | PC | E&I Basement | USD | Auriga Polymers Inc. USA | F99 | 2025-11-17 | 2025-11-17 | 3 | CONTACTOR,SIEMENS,3RV2021-4AA10 | SIEMENS 3RV2021-4AA10
SIEMENS | 3RV2901-1E | 4103197526 | CONTACT:AUX;SIEMENS,3RV2901-1E,2,1NO-1NC | CONTACT:AUXILIARY MANUFACTURER:SIEMENS PART NUMBER:3RV2901-1E NUMBER OF CONTACTS:2 CONTACT TYPE:1NO-1NC VOLTAGE RATING:230VAC/24VDC CURRENT RATING:500MA AC/1A DC MOUNTING TYPE:PLUG-IN ADDITIONAL FEATURES:FOR CIRCUIT BREAKER 3RV2 UNSPSC NUMBER:39121522 | N100 | SP22 | ELE-PANEL | EA | E&I Basement | USD | Auriga Polymers Inc. USA | F99 | 2025-11-17 | 2025-11-17 | 3 | CONTACT:AUX;SIEMENS,3RV2901-1E,2,1NO-1NC | SIEMENS 3RV2901-1E
SIEMENS | 3RA2921-1BA00 | 4104193467 | MODULE,LINK,S0,SIEMENS,3RA29211BA00 | MODULE, LINK, SIZE S0, FOR SCREW TERMINAL ELECTRICAL AND MECHANICAL, 3RV2.1/3RV2.2-3RT2.2 DC OPERATION, SOFT STARTER 3RW3, OR SOLID STATE CONTACTOR 3RF34, SIEMENS PN: 3RA2921-1BA00 | N100 | SP22 | PWR-ELECT | EA | E&I Basement | USD | Auriga Polymers Inc. USA | F99 | 2025-11-17 | 2025-11-17 | 3 | MODULE,LINK,S0,SIEMENS,3RA29211BA00 | SIEMENS 3RA2921-1BA00
MICRO MOTION | LSA1A | 4100045067 | SW,LIMIT,MICR MTION,PN: LSA1A | SWITCH,LIMIT MANUFACTURER: MICRO MOTION PART NUMBER: LSA1A ADDITIONAL FEATURES: W/LEVER 6PA76 SHOWN ON TTC-723916-E SAFETY SWITCH FOR REAR DOOR ONLY MFR : LUMMUS | N100 | SP22 | SWTCH-ACC | EA | E&I Basement | USD | Auriga Polymers Inc. USA | 1105061S88 | 2024-05-17 | 2025-11-12 | 3 | SW,LIMIT,MICR MTION,PN: LSA1A | MICRO MOTION LSA1A
ROSEMOUNT | 3051CA1A22A1AB4DF | 4100056712 | TX,PRES,ROSEMOUNT,MN: 3051CA1A22A1AB4DF | TRANSMITTER,PRESSURE MANUFACTURER: ROSEMOUNT MODEL NUMBER: 3051CA1A22A1AB4DF MEASUREMENT RANGE: 0-30PSIA SIGNAL RANGE: 4-20MA SERVICE: VACUUM | N100 | SP22 | TRANSMTR | EA | E&I Basement | USD | Auriga Polymers Inc. USA | 1901011 | 2025-03-10 | 2025-11-12 | 1 | TX,PRES,ROSEMOUNT,MN: 3051CA1A22A1AB4DF | ROSEMOUNT 3051CA1A22A1AB4DF
| SA420 | 4100047598 | CONDITIONER,SIGNAL,DGTL,ELCTRO,SA420,24V | CONDITIONER,SIGNAL TYPE: DIGITAL MANUFACTURER: ELECTRO-SENSOR PART NUMBER: SA420, 24VDC RATED VOLTAGE: 24V CURRENT TYPE (AC/DC): DC ADDITIONAL FEATURES: PART NO.800084003 | N100 | SP22 | PWR-ELECT | EA | E&I Basement | USD | Auriga Polymers Inc. USA | 1502045T75 | 2024-05-17 | 2025-11-10 | 1 | CONDITIONER,SIGNAL,DGTL,ELCTRO,SA420,24V | SA420
APPLETON | CG3750 | 4100044892 | CONNECTR,ELE,CORD GRIP,APLTN,MN: CG3750 | CONNECTOR,ELECTRICAL TYPE: CORD GRIP MANUFACTURER: APPLETON MODEL NUMBER: CG3750 DIMENSIONS: 1/2IN ADDITIONAL FEATURES: FOR CABLE | N100 | SP22 | WIRE&CABL | EA | E&I Basement | USD | Auriga Polymers Inc. USA | 0901052P74 | 2024-05-17 | 2025-11-07 | 15 | CONNECTR,ELE,CORD GRIP,APLTN,MN: CG3750 | APPLETON CG3750
JMS |  | 4100045237 | TC,DUAL,L 24IN,FBRGLS NICHOL PLTD COPPER | THERMOCOUPLE JUNCTION TYPE: DUAL OVERALL LENGTH: 24IN SHEATH MATERIAL: FIBERGLASS NICHOL PLATED COPPER ADDITIONAL FEATURES: BULB RESISTANCE THERM DUAL ELEMENT,JMS SOUTHEAST 3SDQK24 ZZXYQ48 A X=22 AWG | N100 | SP22 | SENS-PROB | EA | E&I Basement | USD | Auriga Polymers Inc. USA | 1103071P75 | 2024-05-17 | 2025-11-07 | 5 | TC,DUAL,L 24IN,FBRGLS NICHOL PLTD COPPER | JMS
THOMAS & BETTS | 5235 | 4100044660 | CONNECTR,CONDUIT,FLEX,T&BETTS,PN: 5235 | CONNECTOR,CONDUIT MANUFACTURER: THOMAS & BETTS PART NUMBER: 5235 | N100 | SP22 | E-CONDUIT | EA | E&I Basement | USD | Auriga Polymers Inc. USA | 0902024G27 | 2024-05-17 | 2025-10-31 | 5 | CONNECTR,CONDUIT,FLEX,T&BETTS,PN: 5235 | THOMAS & BETTS 5235
HONEYWELL |  | 4100045318 | SENSOR,MOVEMENT,TY HIGH RESISTANCE | SENSOR,MOVEMENT TYPE: HIGH RESISTANCE MANUFACTURER: HONEYWELL ADDITIONAL FEATURES: 2-PIN CONN 3045A 300V OUTPUT HONEYWELL 910 TO 1200 COIL RESISTANCE | N100 | SP22 | SENS-PROB | EA | E&I Basement | USD | Auriga Polymers Inc. USA | 1108053G25 | 2024-05-17 | 2025-10-30 | 2 | SENSOR,MOVEMENT,TY HIGH RESISTANCE | HONEYWELL
FISHER | DVC6200 | 4100047696 | CTRLR,ELE,FISHER,PN: DVC6200 | CONTROLLER,ELECTRICAL MANUFACTURER: FISHER PART NUMBER: DVC6200 ADDITIONAL FEATURES: W/SUPPLY & O/P GAUGES,C/N FSDVC6200101 /HC/FM/G60B | N100 | SP22 | RLAY-PROT | EA | E&I Basement | USD | Auriga Polymers Inc. USA | 0501016T75 | 2024-05-17 | 2025-10-29 | 1 | CTRLR,ELE,FISHER,PN: DVC6200 | FISHER DVC6200
UNITED ELECTRIC | F120-7BS | 4100047373 | SW,TEMP,UNTED ELEC,F120-7BS,0-400F | SWITCH,TEMPERATURE MANUFACTURER: UNITED ELECTRIC MODEL NUMBER: F120-7BS MEASUREMENT RANGE: 0-400F BULB SIZE: 3/8INX3IN NEMA RATING: 4X ENCLOSURE ADDITIONAL FEATURES: CLASS 2, DIV 1 & 2,ONE SPDT SWITCH WITH BULB & CAPILLARY | N100 | SP22 | INS-SWTCH | EA | E&I Basement | USD | Auriga Polymers Inc. USA | 1106043S03 | 2024-05-17 | 2025-10-29 | 1 | SW,TEMP,UNTED ELEC,F120-7BS,0-400F | UNITED ELECTRIC F120-7BS
| F8-63015-66B-U1F | 4104178732 | BRAKE,F/ TMBL DRYR,DINGS,F86301566BU1F | TUMBLE DRYER BRAKE, 7/8 INCH BORE, F8-63015-66B-U1F F = FOOT MOUNT BRACKET, 8 = ENCLOSURE PREFIX, 6 = 60 SERIES, 3 = THREE ROTATING DISCS, 015 = 15 FOOT POUNDS, 66B = SPECIFICATION CODE: HAZARDOUS LOCATION, CAST IRON CONSTRUCTION. RATED FOR CLASS I GROUP C AND D, CLASS II GOUPS E, F AND G, U = 230/460 VOLTS, 60 HERTZ 1 = SINGLE PHASE F = 7/8IN HUB BORE (3/16” x 3/32” KEYWAY) FOR THE SSPC TUMBLE DRYER, SN: 18765.00 LEAD TIME 7-9 WEEKS DINGS COMPANY PN: F8-63015-66B-U1F | N100 | SP22 | IND-MACH | EA | E&I Basement | USD | Auriga Polymers Inc. USA | 1503011B | 2024-10-28 | 2025-10-29 | 1 | BRAKE,F/ TMBL DRYR,DINGS,F86301566BU1F | F8-63015-66B-U1F
| SA420115VAC | 4104197390 | SENSOR,SIGNAL,ELECTRO,SA420115VAC | SENSOR, SIGNAL, CONDITIONER, DIGITAL, INPUT: 115 VAC (VOLTS ALTERNATING CURRENT), OUTPUT: 4-20 MA (MILLIAMP) / 0-10 VDC (VOLTS DIRECT CURRENT), 60 HZ (HERTZ), 2.5 VA (VOLT-AMPERE), NEMA 1 (NATIONAL ELECTRICAL MANUFACTURERS ASSOCIATION), MODEL NUMBER: 800-084000, LEAD TIME 4 WEEKS, ELECTRO-SENSORS INC PN: SA420115VAC | N100 | SP22 | SENS-PROB | EA | E&I Basement | USD | Auriga Polymers Inc. USA | F99 | 2025-10-29 | 2025-10-29 | 1 | SENSOR,SIGNAL,ELECTRO,SA420115VAC | SA420115VAC
SOUTHWIRE | C4314050BOLTE | 4100044587 | CORD,EXTN,50FT,SOUTHWRE,C4314050BOLTE | CORD,EXTENSION WIRE LENGTH: 50FT MANUFACTURER: SOUTHWIRE PRODUCT NUMBER: C4314050BOLTE WIRE DIAMETER: 14/3 WIRE MATERIAL: ORANGE HEAVY DUTY ADDITIONAL FEATURES: SJTWA,OUTDOOR,CARTON ORDER IN MULTIPLES OF 6 | N100 | SP22 | WIRE&CABL | EA | E&I Basement | USD | Auriga Polymers Inc. USA |  | 2024-05-17 | 2025-10-27 | 5 | CORD,EXTN,50FT,SOUTHWRE,C4314050BOLTE | SOUTHWIRE C4314050BOLTE
BURNDY | KS26 | 4100044902 | CONNECTR,ELE,SPLT BLT,BURNDY,MN: KS26 | CONNECTOR,ELECTRICAL TYPE: SPLIT BOLT MANUFACTURER: BURNDY MODEL NUMBER: KS26 | N100 | SP22 | WIRE&CABL | EA | E&I Basement | USD | Auriga Polymers Inc. USA | 0901066G27 | 2024-05-17 | 2025-10-27 | 6 | CONNECTR,ELE,SPLT BLT,BURNDY,MN: KS26 | BURNDY KS26
ROSEMOUNT | 3051CD3A02A1AH2B1 | 4102112865 | TX,PRES,ROSEMOUNT,PN:3051CD3A02A1AH2B1 | Smart Electronic Transmitter Connection Type: Coplanar Pressure Transmitter Measurement Type: Differential Pressure Range: Range: -1000 to 1000 inH2O; Minimum Span: 10 inH2O Output: 4-20mA with Digital Signal Based on HART Protocol Materials of Construction: Process Flange Type: Alternative Flange Sensor Isolating Diaphragm: 316L SS O-Ring: Glass-filled Teflon Sensor Fill Fluid: Silicone Housing: Housing: Epoxy-polyester-covered Aluminum, Conduit: 1/2-14 NPT Alternative Flange: Process Flange Type: Traditional, Flange Material: 316SS; Drain/Vent: 316SS; Flange Adapters: 316SS Mounting Bracket: Traditional Flange Bracket for 2" Pipe Mtg., CS Bolts Remanufactured Warranty: 2 Years from Date of Installation 2 Week Delivery ARO (C<(>&<)>K) CHALMERS AND KUBECK SOUTH, ROSEMOUNT PN:3051CD3A02A1AH2B1 | N100 | SP22 | TRANSMTR | EA | E&I Basement | USD | Auriga Polymers Inc. USA | 1805044 | 2024-05-17 | 2025-10-23 | 1 | TX,PRES,ROSEMOUNT,PN:3051CD3A02A1AH2B1 | ROSEMOUNT 3051CD3A02A1AH2B1
SIEMENS | 3RV2901-1E | 4100056037 | CONTACT,AUX,SIEMENS,PN: 3RV2901-1E | CONTACT,AUXILIARY MANUFACTURER: SIEMENS PART NUMBER: 3RV2901-1E CONTACT TYPE: 1NO+1NC ADDITIONAL FEATURES: TRANSVERSE, 70240370 | N100 | SP22 | ELE-PANEL | EA | E&I Basement | USD | Auriga Polymers Inc. USA | 1502125S89 | 2024-05-17 | 2025-10-01 | 2 | CONTACT,AUX,SIEMENS,PN: 3RV2901-1E | SIEMENS 3RV2901-1E
SCOTT | 40011530 | 4100054599 | SENSOR,GAS,VOC,SCOTT,MN: 40011530 | SENSOR,GAS TYPE: VOC MANUFACTURER: SCOTT MODEL NUMBER: 40011530 ADDITIONAL FEATURES: INSTRUMENT MN 488826111 | N100 | SP22 | SAFTY-SYS | EA | E&I Basement | USD | Auriga Polymers Inc. USA | 1502111U04 | 2024-05-17 | 2025-09-30 | 1 | SENSOR,GAS,VOC,SCOTT,MN: 40011530 | SCOTT 40011530
| 4WNLEDLD450SLF | 4102114663 | FIXTURE,LIGHT,LED,CED,PN:4WNLEDLD450SLF | CPL LEDWRAP LIGHT FIXTURE, 4 FT, 5000 LUMENS, 4000K, 0-10V, DIMMABLE DRIVER (CED) CONSOLIDATED ELECTRICAL DISTRIBUTORS PN: 4WNLED-LD4-50SL-F-UNV-L840-CD1-U | N100 | SP22 | LIGHT-FIX | EA | E&I Basement | USD | Auriga Polymers Inc. USA | 1705041 | 2024-05-17 | 2025-09-24 | 4 | FIXTURE,LIGHT,LED,CED,PN:4WNLEDLD450SLF | 4WNLEDLD450SLF
SYLVANIA | F032/V41/ECO | 4200013585 | LAMP,FLUOR,SYLVANIA,PN: F032/V41/ECO | LAMP,FLUORESCENT MANUFACTURER: SYLVANIA PART NUMBER: F032/V41/ECO COLOR: COOL WHITE ADDITIONAL FEATURES: 30 PER PACK | N100 | SP22 | LIGHT-FIX | EA | E&I Basement | USD | Auriga Polymers Inc. USA | 1203015G27 | 2024-05-17 | 2025-09-15 | 30 | LAMP,FLUOR,SYLVANIA,PN: F032/V41/ECO | SYLVANIA F032/V41/ECO
EDWARDS SIGNALING | 52R | 4100045199 | BEACON,STROBE,RED,120VAC,EDWARDS,PN: 52R | BEACON,STROBE COLOR: RED RATED VOLTAGE: 120VAC MANUFACTURER: EDWARDS SIGNALING PART NUMBER: 52R-N5-40WH DUTY CYCLE: 60HZ ADDITIONAL FEATURES: ROTATING, ADAPTA BEACON | N100 | SP22 | LIGHT-FIX | EA | E&I Basement | USD | Auriga Polymers Inc. USA | 0203033S88 | 2024-05-17 | 2025-09-11 | 2 | BEACON,STROBE,RED,120VAC,EDWARDS,PN: 52R | EDWARDS SIGNALING 52R
DYNISCO | SPX2242EA00B14DPFFBCAZZ | 4100047636 | XDCR,PRES,DYNISCO,SPX2242EA00B14DP | TRANSDUCER,PRESSURE MANUFACTURER: DYNISCO MODEL NUMBER: SPX2242EA00B14DPFFBCAZZ END CONNECTION TYPE: THREAD MOUNT MELT | N100 | SP22 | TRNSDCR | EA | E&I Basement | USD | Auriga Polymers Inc. USA | 0403013T75 | 2024-05-17 | 2025-09-04 | 2 | XDCR,PRES,DYNISCO,SPX2242EA00B14DP | DYNISCO SPX2242EA00B14DPFFBCAZZ
THOMAS & BETTS | 5236 | 4100044664 | CONNECTR,CONDUIT,STRAIGHT,1-1/2IN | CONNECTOR,CONDUIT TYPE: STRAIGHT SIZE: 1-1/2IN MANUFACTURER: THOMAS & BETTS PART NUMBER: 5236 | N100 | SP22 | E-CONDUIT | EA | E&I Basement | USD | Auriga Polymers Inc. USA | 0902016G27 | 2024-05-17 | 2025-09-02 | 2 | CONNECTR,CONDUIT,STRAIGHT,1-1/2IN | THOMAS & BETTS 5236
P AND F | NJ6S1U1N1 | 4100055371 | SENSOR,PROX,INDUCTIVE,P AND F,NJ6S1U1N1 | SENSOR,PROXIMITY TYPE: INDUCTIVE MANUFACTURER: P AND F MODEL NUMBER: NJ6S1U1N1 SIGNAL RANGE: 6MM ADDITIONAL FEATURES: OPERATING DISTANCE 6 MM DV VOLTAGE CONNECTION TYPE SCREW TERMINALS OUTPUT TYPE 2-WIRE INSTALLATION FLUSH | N100 | SP22 | SENS-PROB | EA | E&I Basement | USD | Auriga Polymers Inc. USA | 1502107P05 | 2024-09-30 | 2025-09-02 | 1 | SENSOR,PROX,INDUCTIVE,P AND F,NJ6S1U1N1 | P AND F NJ6S1U1N1
CROUSE HINDS | CGB295 | 4100044895 | CONNECTR,ELE,CORD GRIP,CROUS HIND | CONNECTOR,ELECTRICAL TYPE: CORD GRIP MANUFACTURER: CROUSE HINDS MODEL NUMBER: CGB295 DIMENSIONS: 3/4IN ADDITIONAL FEATURES: FOR CABLE | N100 | SP22 | WIRE&CABL | EA | E&I Basement | USD | Auriga Polymers Inc. USA | 0901054G27 | 2024-05-17 | 2025-08-25 | 3 | CONNECTR,ELE,CORD GRIP,CROUS HIND | CROUSE HINDS CGB295
SQUARE D | KR9R | 4100045116 | HEAD,PUSHBUTTON,PUSH-PULL,RED | HEAD,PUSHBUTTON OPERATION TYPE: PUSH-PULL COLOR: RED MOUNTING DETAILS: 30MM MOUNTING DIAMETER MATERIAL: METAL BODY,PLASTIC HEAD MANUFACTURER: SQUARE D PART NUMBER: KR9R APPLICATION: HEAVY DUTY ADDITIONAL FEATURES: OIL TIGHT MAINTAINED PUSH-PULL CLASS 9001 | N100 | SP22 | SWTCH-ACC | EA | E&I Basement | USD | Auriga Polymers Inc. USA | 0801014S88 | 2024-05-17 | 2025-08-25 | 2 | HEAD,PUSHBUTTON,PUSH-PULL,RED | SQUARE D KR9R
CROUSE HINDS | CPP516 | 4100045154 | PLUG,ELE,EXD,125-250V,CROUS HIND,CPP516 | PLUG,ELECTRICAL TYPE: EXPLOSION PROOF VOLTAGE: 125-250V MANUFACTURER: CROUSE HINDS PART NUMBER: CPP516 ADDITIONAL FEATURES: 60N20A | N100 | SP22 | EL-HW-SUP | EA | E&I Basement | USD | Auriga Polymers Inc. USA | 0801045P75 | 2024-05-17 | 2025-08-25 | 2 | PLUG,ELE,EXD,125-250V,CROUS HIND,CPP516 | CROUSE HINDS CPP516
CABINET AB | ABZSKR9FAN11F6 | 4100055567 | FAN,CABINET AB,MN: ABZSKR9FAN11F6 | FAN TYPE: CABINET AB MODEL NUMBER: ABZSKR9FAN11F6 ADDITIONAL FEATURES: HEAT SINK TYPE 1 FRAME 6 | N100 | SP22 | FAN-SUPP | EA | E&I Basement | USD | Auriga Polymers Inc. USA | 1102026S89 | 2024-05-17 | 2025-08-25 | 1 | FAN,CABINET AB,MN: ABZSKR9FAN11F6 | CABINET AB ABZSKR9FAN11F6
| 1185113 | 4100047835 | SW,LVL,MN: 1185113,BIN MONITOR,120VAC | SWITCH,LEVEL MODEL NUMBER: 1185113 ADDITIONAL FEATURES: LEVEL BIN MONITOR C/N 1185113 120VAC FAIL SAFE USED AT PIA LOAD/UNLOAD SYSTEM | N100 | SP22 | INS-SWTCH | EA | E&I Basement | USD | Auriga Polymers Inc. USA | 1501034U04 | 2024-05-17 | 2025-08-20 | 1 | SW,LVL,MN: 1185113,BIN MONITOR,120VAC | 1185113
CROUSE HINDS | 97117668 | 4100057237 | RECEPTACLE,ELE,3PH,480V,CROUS HINDS | RECEPTACLE,ELECTRICAL NUMBER OF PHASES: 3 RATED VOLTAGE: 480V RATED AMPS: 60 AMPS MANUFACTURER: CROUSE HINDS PART NUMBER: 97117668 ADDITIONAL FEATURES: :Arktite<(>&<)>#174; FSQC Series Dead Front Interlocked Receptacle, Amperage: 60 A, No. of Poles: 4, No. of Wires: 3, Brass (Contacts); Copper-Free Aluminum (Cover/Enclosure); Krydon | N100 | SP22 | EL-HW-SUP | EA | E&I Basement | USD | Auriga Polymers Inc. USA | 1701021 | 2024-05-17 | 2025-08-19 | 2 | RECEPTACLE,ELE,3PH,480V,CROUS HINDS | CROUSE HINDS 97117668
| 26189127 | 4102112141 | LED TUBE,4FT,GLS,GRAYBAR,PN:26189127 | DOUBLE END TYPE B, LED 4FT GLASS TUBE, 14W, 4000K, CURRENT LIGHTING SOL, #LED14BDT8G4840, GRAYBAR, PN:26189127 | N100 | SP22 | LIGHT-FIX | EA | E&I Basement | USD | Auriga Polymers Inc. USA | 1905061 | 2024-05-17 | 2025-08-18 | 40 | LED TUBE,4FT,GLS,GRAYBAR,PN:26189127 | 26189127
KRAUSSMAFFEI BERSTORFF | 901153-16 | 4100052718 | SENSOR,SPEED,PROX. SWITCH,BERSTORFF | SENSOR,SPEED TYPE: PROX. SWITCH MANUFACTURER: KRAUSSMAFFEI BERSTORFF MODEL NUMBER: 901153-16 ADDITIONAL FEATURES: FOR THE CLUTCH SPEED ON CPS1 EXTRUDER | N100 | SP22 | SENS-PROB | EA | E&I Basement | USD | Auriga Polymers Inc. USA | 1108052P84 | 2024-05-17 | 2025-08-18 | 1 | SENSOR,SPEED,PROX. SWITCH,BERSTORFF | KRAUSSMAFFEI BERSTORFF 901153-16
USG CORPORATION | 6022786 | 4100046616 | TX,POSITION,USG CORP,MN: 6022786 | TRANSMITTER,POSITION MANUFACTURER: USG CORPORATION MODEL NUMBER: 6022786 ADDITIONAL FEATURES: (EEX IA IIC T6),AX-S-56-P30-GF/12VDC,BTN 85369085,COUNTRY 039,[FOR ELECTRIC/SPARTANBURG USG 900/H],OLD PART 8 1591 | N100 | SP22 | TRANSMTR | EA | E&I Basement | USD | Auriga Polymers Inc. USA | 1502088P80 | 2025-06-06 | 2025-08-18 | 1 | TX,POSITION,USG CORP,MN: 6022786 | USG CORPORATION 6022786
MAAG AUTOMATIK | P6007662 | 4100047173 | PROBE,FIBR OPT,MAAG AUTO,MN: P6007662 | PROBE,FIBER OPTIC MANUFACTURER: MAAG AUTOMATIK MODEL NUMBER: P6007662 | N100 | SP22 | SENS-PROB | EA | E&I Basement | USD | Auriga Polymers Inc. USA | 0801041S85 | 2024-05-17 | 2025-08-14 | 2 | PROBE,FIBR OPT,MAAG AUTO,MN: P6007662 | MAAG AUTOMATIK P6007662
ROSEMOUNT | 3051TG2A2B21AS1E5 | 4100047637 | TX,PRES,ROSEMOUNT,MN: 3051TG2A2B21AS1E5 | TRANSMITTER,PRESSURE MANUFACTURER: ROSEMOUNT MODEL NUMBER: 3051TG2A2B21AS1E5Q4M5 MEASUREMENT RANGE: 0-7BAR ADDITIONAL FEATURES: 1/2IN ASHCROFT 50-1098-ND STAINLESS STEEL SIPHON | N100 | SP22 | TRANSMTR | EA | E&I Basement | USD | Auriga Polymers Inc. USA | 0402016T75 | 2024-05-17 | 2025-08-12 | 1 | TX,PRES,ROSEMOUNT,MN: 3051TG2A2B21AS1E5 | ROSEMOUNT 3051TG2A2B21AS1E5
IDEC SYSTEMS | RH2B-UL-DC24V | 4100056051 | RLY,PWR,IDEC SYSTEMS,PN: RH2B-UL-DC24V | RELAY,POWER MANUFACTURER: IDEC SYSTEMS PART NUMBER: RH2B-UL-DC24V COIL VOLTAGE: 24VDC CONTACT RATING: DPDT ADDITIONAL FEATURES: WITH INDICATOR | N100 | SP22 | RLAY-PROT | EA | E&I Basement | USD | Auriga Polymers Inc. USA | 0701073S89 | 2024-05-17 | 2025-08-11 | 4 | RLY,PWR,IDEC SYSTEMS,PN: RH2B-UL-DC24V | IDEC SYSTEMS RH2B-UL-DC24V
|  | 4100044218 | BUSHING,PIPE,HEX,1/2IN,THD,1/4IN,150#,BR | BUSHING,PIPE TYPE: HEX CONNECTION 1 SIZE: 1/2IN CONNECTION 1 TYPE: THREADED CONNECTION 2 SIZE: 1/4IN CLASS: 150 MATERIAL: BRASS MATERIAL STANDARD: B584 | N100 | SP22 | PIPE-FITG | EA | E&I Basement | USD | Auriga Polymers Inc. USA | 0903012P75 | 2024-05-17 | 2025-08-05 | 5 | BUSHING,PIPE,HEX,1/2IN,THD,1/4IN,150#,BR
SIEMENS | 6AV21241GC010AX0 | 4100047929 | HMI,SIEMENS,PN: 6AV21241GC010AX0 | HUMAN MACHINE INTERFACE MANUFACTURER: SIEMENS PART NUMBER: 6AV21241GC010AX0 DISPLAY DETAILS: OPERATOR PANEL KP700 COMFORT 7IN | N100 | SP22 | CTRL-ACC | EA | E&I Basement | USD | Auriga Polymers Inc. USA | 1002034P05 | 2024-08-29 | 2025-08-05 | 1 | HMI,SIEMENS,PN: 6AV21241GC010AX0 | SIEMENS 6AV21241GC010AX0
| DWG7146 | 4100045236 | BALLAST,LAMP,THERM SINGLE,RESIST,DWG7146 | BALLAST,LAMP LAMP TYPE: THERM SINGLE MANUFACTURER: RESIST PART NUMBER: DWG7146 ADDITIONAL FEATURES: 24IN RTD 3 WIRE PER SPEC Q065 JMS RTD,HY-CAL RTS | N100 | SP22 | LIGHT-FIX | EA | E&I Basement | USD | Auriga Polymers Inc. USA | 1102071P75 | 2024-05-17 | 2025-08-01 | 8 | BALLAST,LAMP,THERM SINGLE,RESIST,DWG7146 | DWG7146
CROUSE HINDS | RE21 | 4100044650 | BUSHING,CONDUIT,REDUCING,3/4IN,1/2IN | BUSHING,CONDUIT TYPE: REDUCING CONDUIT SIZE 1: 3/4IN CONDUIT SIZE 2: 1/2IN MANUFACTURER: CROUSE-HINDS PART NUMBER: RE21 | N100 | SP22 | E-CONDUIT | EA | E&I Basement | USD | Auriga Polymers Inc. USA | 0902032G27 | 2024-05-17 | 2025-08-01 | 25 | BUSHING,CONDUIT,REDUCING,3/4IN,1/2IN | CROUSE HINDS RE21
PANDUIT |  | 4100044901 | CONNECTR,ELE,SPLT BLT,PANDUIT,MN: SBCBC | CONNECTOR,ELECTRICAL TYPE: SPLIT BOLT MANUFACTURER: PANDUIT MODEL NUMBER: SBCBC DIMENSIONS: 12AWG(SOL)-8AWG(STR) | N100 | SP22 | WIRE&CABL | EA | E&I Basement | USD | Auriga Polymers Inc. USA | 0901062G27 | 2024-05-17 | 2025-08-01 | 12 | CONNECTR,ELE,SPLT BLT,PANDUIT,MN: SBCBC | PANDUIT
SIEMENS | 3RT1016-1AK61 | 4100044979 | CONTACTOR,ELE,460VAC,SIEMENS | CONTACTOR,ELECTRICAL RATED VOLTAGE: 460VAC MANUFACTURER: SIEMENS PART NUMBER: 3RT1016-1AK61 ADDITIONAL FEATURES: AC OPERATED FOR MAIN POS OKO,REPLACES 3TB4010-OAG1 HAG REF T92-131/10 | N100 | SP22 | EL-ROT-AC | EA | E&I Basement | USD | Auriga Polymers Inc. USA | 1105052P86 | 2024-05-17 | 2025-08-01 | 1 | CONTACTOR,ELE,460VAC,SIEMENS | SIEMENS 3RT1016-1AK61
| ST202M-K6 | 4100056936 | MINI BREAKER 6A ABB 2CDS272334R0377 | MINI BREAKER 6A ABB 2CDS272334R0377 TYPE ST202M-K6, 2 POLES, K TRIP, 6A, 400V H: 88MM, W: 35MM, D: 69MM | N100 | SP22 | SWTCH-ACC | EA | E&I Basement | USD | Auriga Polymers Inc. USA | 1202078 | 2024-05-04 | 2025-08-01 | 1 | MINI BREAKER 6A ABB 2CDS272334R0377 | ST202M-K6
CROUSE HINDS | CPH7734 | 4100044882 | PLUG,ELE,EXD,60A,CROUS HIND,CPH7734 | PLUG,ELECTRICAL TYPE: EXPLOSION PROOF CURRENT RATING: 60A MANUFACTURER: CROUSE HINDS PART NUMBER: CPH7734 ADDITIONAL FEATURES: ARKTITE CORD SIZE 0.5IN-0.875IN | N100 | SP22 | EL-HW-SUP | EA | E&I Basement | USD | Auriga Polymers Inc. USA | 0403071P75 | 2024-05-17 | 2025-08-01 | 1 | PLUG,ELE,EXD,60A,CROUS HIND,CPH7734 | CROUSE HINDS CPH7734
TURCK | MK13-22EXO-R-230VAC | 4100052175 | RLY,PROT,TURCK,MN: MK13-22EXO-R-230VAC | RELAY,PROTECTION MANUFACTURER: TURCK MODEL NUMBER: MK13-22EXO-R-230VAC COIL VOLTAGE: 230V COIL CURRENT TYPE (AC/DC): AC APPLICATION: SAFETYBARRIER FOR HAZARDOUS LOCATIONS ADDITIONAL FEATURES: 2 CHANNEL | N100 | SP22 | RLAY-PROT | EA | E&I Basement | USD | Auriga Polymers Inc. USA | 1104024P05 | 2024-05-17 | 2025-08-01 | 5 | RLY,PROT,TURCK,MN: MK13-22EXO-R-230VAC | TURCK MK13-22EXO-R-230VAC
ENDRESS HAUSER | FTM51-AGJ2P4A37AA | 4100047522 | SW,LVL,ENDRESS,MN: FTM51-AGJ2P4A37AA | SWITCH,LEVEL MANUFACTURER: ENDRESS HAUSER MODEL NUMBER: FTM51-AGJ2P4A37AA CONNECTION SIZE: 1-1/2 IN OPERATING LIMITS: 19-253VAC/55VDC ELEMENT TYPE: DPDT ENCLOSURE TYPE: COMPACT HOUSING: F17 ALU BODY MATERIAL: STAINLESS STEEL 316L DEGREE OF PROTECTION IP: IP66/67, NEMA4X IO TYPE: FEM54 ADDITIONAL FEATURES: 847.60 847.60, POINT LEVEL SWITCH VIBRONIC GRAIN SIZE <=10MM, APPLICATION: GENERATIN DUST FLUIDISED POWDERY T O FINE-GRAINED BULK SOLIDS, OVERALL LENGTH 16,CABLE ENTRY: THREAD NPT3/4 | N100 | SP22 | INS-SWTCH | EA | E&I Basement | USD | Auriga Polymers Inc. USA | 1401011S80 | 2024-05-17 | 2025-08-01 | 1 | SW,LVL,ENDRESS,MN: FTM51-AGJ2P4A37AA | ENDRESS HAUSER FTM51-AGJ2P4A37AA
STATIC O-RING | 4L-K4-N4-B2A-RR | 4100045276 | SW,PRES,2-25PSI,SPDT,15A,250V,AC,1/2IN | SWITCH,PRESSURE MEASUREMENT RANGE: 2-25PSI CONTACT TYPE: SPDT CURRENT RATING: 15A RATED VOLTAGE: 250V CURRENT TYPE (AC/DC): AC CONNECTION SIZE: 1/2IN MANUFACTURER: STATIC O RING MODEL NUMBER: 4L-K4-N4-B2A-RR MATERIAL: ALUMINUM ADDITIONAL FEATURES: EXPLOSION PROOF, SPEC 17503.5 | N100 | SP22 | INS-SWTCH | EA | E&I Basement | USD | Auriga Polymers Inc. USA | 1108015S87 | 2024-05-17 | 2025-08-01 | 1 | SW,PRES,2-25PSI,SPDT,15A,250V,AC,1/2IN | STATIC O-RING 4L-K4-N4-B2A-RR
BANNER | SILS42DSJ | 4103220227 | SW,SAFETY INTERLOCK,BANNER,PN:SILS42DSJ | SAFETY INTERLOCK SWITCH, SPRING LOCKING, POWER UNLOCK, 24 V AC/DC, 3 NORNALLY CLOSED ACTUATOR CONTACTS, 1 NORNALLY CLOSED MONITOR CONTACT, BANNER ENGINEERING CO PN: SI-LS42DSJ | N100 | SP22 | SWTCH-ACC | EA | E&I Basement | USD | Auriga Polymers Inc. USA | 2103034 | 2024-05-17 | 2025-08-01 | 2 | SW,SAFETY INTERLOCK,BANNER,PN:SILS42DSJ | BANNER SILS42DSJ
PANDUIT | PAN146FC | 4100044768 | TERM LUG,FORK,16-14AWG,PANDT | TERMINAL LUG TERMINAL TYPE: FORK CONDUCTOR SIZE: 16-14AWG MANUFACTURER: PANDUIT PART NUMBER: PAN146FC ADDITIONAL FEATURES: 6 BOLT NYLON INSULATION | N100 | SP22 | WIRE&CABL | EA | E&I Basement | USD | Auriga Polymers Inc. USA | 0901016G25 | 2024-05-17 | 2025-08-01 | 100 | TERM LUG,FORK,16-14AWG,PANDT | PANDUIT PAN146FC
IFM EFECTOR | OS5018/OST-FPKG | 4100043636 | SW,PROX,EFECTOR,OS 5018/OST-FPKG | SWITCH,PROXIMITY MANUFACTURER: EFECTOR MODEL NUMBER: OS 5018/OST-FPKG | N100 | SP22 | INS-SWTCH | EA | E&I Basement | USD | Auriga Polymers Inc. USA | 0403046S88 | 2024-05-17 | 2025-07-25 | 6 | SW,PROX,EFECTOR,OS 5018/OST-FPKG | IFM EFECTOR OS5018/OST-FPKG
ARLINGTON | 841 | 4100044912 | CONNECTR,ELE,2 SCREW,ARLNGTN,MN: 841 | CONNECTOR,ELECTRICAL TYPE: 2 SCREW MANUFACTURER: ARLINGTON MODEL NUMBER: 841 DIMENSIONS: 3/8IN ADDITIONAL FEATURES: NON METALLIC CABLE CLAMP MOUNT | N100 | SP22 | WIRE&CABL | EA | E&I Basement | USD | Auriga Polymers Inc. USA | 0903045G27 | 2024-05-17 | 2025-06-16 | 50 | CONNECTR,ELE,2 SCREW,ARLNGTN,MN: 841 | ARLINGTON 841
STAHL | 8010/2-01-W | 4200013892 | LIGHT,INDICTR,LED,STAHL,PN: 8010/2-01-W | LIGHT,INDICATOR TYPE: LED MANUFACTURER: STAHL PART NUMBER: 8010/2-01-W APPLICATION: PILOT | N100 | SP22 | LIGHT-FIX | EA | E&I Basement | USD | Auriga Polymers Inc. USA | 0801071S80 | 2024-05-17 | 2025-06-13 | 3 | LIGHT,INDICTR,LED,STAHL,PN: 8010/2-01-W | STAHL 8010/2-01-W
APPLETON | CG3150 | 4100044894 | CONNECTR,ELE,CORD GRIP,APLTN,MN: CG3150 | CONNECTOR,ELECTRICAL TYPE: CORD GRIP MANUFACTURER: APPLETON MODEL NUMBER: CG3150 DIMENSIONS: 1/2IN ADDITIONAL FEATURES: FOR CABLE | N100 | SP22 | WIRE&CABL | EA | E&I Basement | USD | Auriga Polymers Inc. USA | 0901053S89 | 2024-05-17 | 2025-06-10 | 3 | CONNECTR,ELE,CORD GRIP,APLTN,MN: CG3150 | APPLETON CG3150
NORTHSTAR LAKESHORE | ST61024LC04CVCC | 4100053927 | ENCODER,NORTHSTAR,ST61024LC04CVCC | ENCODER MANUFACTURER: NORTHSTAR LAKESHORE PART NUMBER: ST61024LC04CVCC ADDITIONAL FEATURES: TYPE ST61024LC04CVCC | N100 | SP22 | EL-HW-SUP | EA | E&I Basement | USD | Auriga Polymers Inc. USA | F99 | 2025-06-09 | 2025-06-09 | 1 | ENCODER,NORTHSTAR,ST61024LC04CVCC | NORTHSTAR LAKESHORE ST61024LC04CVCC
TELCO | LR110TB385 | 4100046699 | SENSOR,PHOTOELE,TELCO,PN: LR110TB385 | SENSOR,PHOTOELECTRIC MANUFACTURER: TELCO SYSTEMS PART NUMBER: LR110TB385 OUTPUT TYPE: J TYPE PLUG ADDITIONAL FEATURES: OLD LR110NG5 USED ON THE FILM LINE | N100 | SP22 | SENS-PROB | EA | E&I Basement | USD | Auriga Polymers Inc. USA | 1001034T75 | 2024-05-17 | 2025-05-30 | 4 | SENSOR,PHOTOELE,TELCO,PN: LR110TB385 | TELCO LR110TB385
|  | 4100047325 | ELEMENT,FLTR,CART,PN: BALSTON | ELEMENT,FILTER TYPE: CARTRIDGE MANUFACTURER: BALSTON PART NUMBER: 100-12-DX ADDITIONAL FEATURES: USED IN THE 2004N FILTER,10 PER BOX | N100 | SP22 | FILTER | EA | E&I Basement | USD | Auriga Polymers Inc. USA | 0202013U03 | 2024-05-17 | 2025-05-30 | 2 | ELEMENT,FLTR,CART,PN: BALSTON
TELCO | LT110TB385 | 4100047367 | SENSOR,PHOTOELE,TELCO,PN: LT110TB385 | SENSOR,PHOTOELECTRIC MANUFACTURER: TELCO SYSTEMS PART NUMBER: LT110TB385 ADDITIONAL FEATURES: INFRA-RED PHOTO-EYE WITH 5 METER CABLE | N100 | SP22 | SENS-PROB | EA | E&I Basement | USD | Auriga Polymers Inc. USA | 1001035S89 | 2024-05-17 | 2025-05-30 | 2 | SENSOR,PHOTOELE,TELCO,PN: LT110TB385 | TELCO LT110TB385
| EF-11 | 4100044618 | CONDUIT,CBL,FLEX,LQT,1/2IN,L 100FT | CONDUIT,CABLE TYPE: FLEXIBLE,LIQUID TIGHT SIZE: 1/2IN LENGTH: 100FT PART NUMBER: EF-11 | N100 | SP22 | E-CONDUIT | FT | E&I Basement | USD | Auriga Polymers Inc. USA | 170161 | 2024-05-17 | 2025-05-22 | 100 | CONDUIT,CBL,FLEX,LQT,1/2IN,L 100FT | EF-11
CROUSE HINDS | CESD4234 | 4100044876 | RECEPTACLE,ELE,CROUS HIND,PN: CESD 4234 | RECEPTACLE,ELECTRICAL MANUFACTURER: CROUSE HINDS PART NUMBER: CESD 4234 | N100 | SP22 | EL-HW-SUP | EA | E&I Basement | USD | Auriga Polymers Inc. USA | 0101041P75 | 2024-05-17 | 2025-05-13 | 1 | RECEPTACLE,ELE,CROUS HIND,PN: CESD 4234 | CROUSE HINDS CESD4234
TELEMECANIQUE | XS508B1PAL2 | 4100046725 | SW,PROX,IND,TELEMECH,MN: XS508B1PAL2 | SWITCH,PROXIMITY TYPE: INDUCTIVE MANUFACTURER: TELEMECANIQUE MODEL NUMBER: XS508B1PAL2 ADDITIONAL FEATURES: MFR 1: TELCAN-E, MFR2: TELEMECANIQUE, USED ON SM21-SM24 | N100 | SP22 | INS-SWTCH | EA | E&I Basement | USD | Auriga Polymers Inc. USA | 1101055S88 | 2024-05-17 | 2025-05-13 | 2 | SW,PROX,IND,TELEMECH,MN: XS508B1PAL2 | TELEMECANIQUE XS508B1PAL2
| 5604707 | 4102112232 | PHNX CONT,UM108DVSILABFI24DC,PN:5604707 | PHOENIX CONTACT, UM108-DV/SI/LA/BFI/24DC, PN:5604707 | N100 | SP22 | ELE-PANEL | EA | E&I Basement | USD | Auriga Polymers Inc. USA | 2102031 | 2025-05-22 | 2025-05-08 | 1 | PHNX CONT,UM108DVSILABFI24DC,PN:5604707 | 5604707
| GHG2610005L0002 | 4100052804 | SW,DISCONNECT,MN: GHG2610005L0002 | SWITCH,DISCONNECT MODEL NUMBER: GHG2610005L0002 | N100 | SP22 | INS-SWTCH | EA | E&I Basement | USD | Auriga Polymers Inc. USA | 0603062S88 | 2024-05-17 | 2025-04-29 | 1 | SW,DISCONNECT,MN: GHG2610005L0002 | GHG2610005L0002
TOPWORX | DXPL21YNEB | 4100047645 | SW,PROX,TOPWRX,MN: DXPL21YNEB ,INDI | SWITCH,PROXIMITY MANUFACTURER: TOPWORX MODEL NUMBER: DXPL21YNEB ADDITIONAL FEATURES: INDICATOR | N100 | SP22 | INS-SWTCH | EA | E&I Basement | USD | Auriga Polymers Inc. USA | 0101043T03 | 2024-05-17 | 2025-04-16 | 1 | SW,PROX,TOPWRX,MN: DXPL21YNEB ,INDI | TOPWORX DXPL21YNEB
ROSEMOUNT | 3051TG3A2B21AS1E5Q4M5/1199PCAD5/ARTW30DA | 4100054621 | TX,PRES,ROSEMOUNT,-1-19BAR | TRANSMITTER,PRESSURE MANUFACTURER: ROSEMOUNT MODEL NUMBER: 3051TG3A2B21AS1E5Q4M5/1199PCAD5/ARTW30DA MEASUREMENT RANGE: -1-19BAR ADDITIONAL FEATURES: A34G9 | N100 | SP22 | TRANSMTR | EA | E&I Basement | USD | Auriga Polymers Inc. USA | 0501063T75 | 2024-05-17 | 2025-04-09 | 1 | TX,PRES,ROSEMOUNT,-1-19BAR | ROSEMOUNT 3051TG3A2B21AS1E5Q4M5/1199PCAD5/ARTW30DA
ROSEMOUNT | 3051CG4A22A1AE5B4M5S1 | 4100047740 | TX,PRES,ROSE-MT,MN:3051CG4A22A1AE5B4M5S1 | TRANSMITTER,PRESSURE MANUFACTURER: ROSEMOUNT MODEL NUMBER: 3051CG4A22A1AE5B4M5S1 MEASUREMENT TYPE: ABSOLUTE MEASUREMENT RANGE: 0-300PSI ADDITIONAL FEATURES: C/N 3051CG4A22A1AE5B4M5S1/1199WDH10ARTW50DAA1J | N100 | SP22 | TRANSMTR | EA | E&I Basement | USD | Auriga Polymers Inc. USA | 1503042U03 | 2024-05-17 | 2025-04-09 | 1 | TX,PRES,ROSE-MT,MN:3051CG4A22A1AE5B4M5S1 | ROSEMOUNT 3051CG4A22A1AE5B4M5S1
ALLEN BRADLEY | 193-1EFDP | 4104186124 | RELAY,E100 OVERLOAD,AB,1931EFDP | RELAY, E-100 OVERLOAD, ADVANCED, SELECTABLE TRIP CLASS: 10, 20, 15, 30, IEC 100-C, IEC 100-E AND NEMA 300, 1 NO (NORMALLY OPEN AND 1 NC (NORMALLY CLOSED) CONTACTS, DIN RAIL OR PANEL MOUNTED, PASS THROUGH WIRING, UPC NUMBER: 889508722368, ALLEN BRADLEY PN: 193-1EFDP | N100 | SP22 | RLAY-PROT | EA | E&I Basement | USD | Auriga Polymers Inc. USA | 2103021 | 2025-04-17 | 2025-04-08 | 2 | RELAY,E100 OVERLOAD,AB,1931EFDP | ALLEN BRADLEY 193-1EFDP
| HUWIHBL26419 | 4102113390 | PLUG,LKG,MC-MC,PN:HUWIHBL26419 | PLUG, LKG, 3 PHASE HEAVY DUTY GROUNDING CORD MOUNT, MALE PLUG, 3 POLE, 4 WIRE GROUNDING, 60 AMP, 600V, (MC-MC) MCNAUGHTON-MCKAY ELECTRIC CO, PN: HUWIHBL26419 | N100 | SP22 | WIRE&CABL | EA | E&I Basement | USD | Auriga Polymers Inc. USA | 2101045 | 2024-05-17 | 2025-04-03 | 1 | PLUG,LKG,MC-MC,PN:HUWIHBL26419 | HUWIHBL26419
EDWARDS SIGNALING | 874N5 | 4200013482 | HORN,VBRTNG,120VAC,EDWARDS,MN: 874N5 | HORN,VIBRATING VOLTAGE RANGE: 120VAC MANUFACTURER: EDWARDS SIGNALING MODEL NUMBER: 874N5 ADDITIONAL FEATURES: ADAPTAHORN | N100 | SP22 | SAFTY-SYS | EA | E&I Basement | USD | Auriga Polymers Inc. USA | 0303031S88 | 2024-05-17 | 2025-04-03 | 2 | HORN,VBRTNG,120VAC,EDWARDS,MN: 874N5 | EDWARDS SIGNALING 874N5
ALLEN BRADLEY | 871TMB8N18A2 | 4104184273 | SWITCH,PROXIMITY,AB,PN:871TMB8N18A2 | SWITCH, PROXIMITY, INDUCTIVE SENSOR, METAL FACE, 18 MM BARREL DIAMETER, AC/DC, 8 MM SENSING DISTANCE, AC NORMALLY OPEN CONTACTS, 2 M PVC CABLE, ALLEN BRADLEY PN: 871TM-B8N18-A2 | N100 | SP22 | SENS-PROB | EA | E&I Basement | USD | Auriga Polymers Inc. USA | 2103041 | 2025-04-09 | 2025-03-24 | 2 | SWITCH,PROXIMITY,AB,PN:871TMB8N18A2 | ALLEN BRADLEY 871TMB8N18A2
ROSEMOUNT | 3051CD2A02A1AS5M5 | 4104184295 | TX,PRES,ROSEMOUNT,3051CD2A02A1AS5M5 | TRANSMITTER, PRESSURE, SMART ELECTRONIC, CONNECTION TYPE: COPLANAR PRESSURE TRANSMITTER, RANGE: -250 TO 250 IN H20 OUTPUT: 4-20MA (MILIAMP) WITH DIGITAL SIGNAL BASED ON HART PROTOCOL, ROSEMOUNT PN: 3051CD2A02A1AS5M5 | N100 | SP22 | TRANSMTR | EA | E&I Basement | USD | Auriga Polymers Inc. USA | 2103043 | 2025-04-09 | 2025-03-24 | 1 | TX,PRES,ROSEMOUNT,3051CD2A02A1AS5M5 | ROSEMOUNT 3051CD2A02A1AS5M5
WILCON | 500-KK-INC-E-20 | 4100046987 | TC,WILCON,500-KK-INC-E-20,NPT,3/4IN | THERMOCOUPLE MANUFACTURER: WILCON MODEL NUMBER: 500-KK-INC-E-20 CONNECTION TYPE: NPT CONNECTION SIZE: 3/4IN ADDITIONAL FEATURES: CISCH WITH CERTIFICATE OF CALIBRATION AT POINTS 1400, 1500 & 1600 DEG.F WITH HEAD AND TERMINAL STRIP | N100 | SP22 | SENS-PROB | EA | E&I Basement | USD | Auriga Polymers Inc. USA | 0703072P23 | 2024-05-17 | 2025-03-21 | 2 | TC,WILCON,500-KK-INC-E-20,NPT,3/4IN | WILCON 500-KK-INC-E-20
OMRON | H5CX-A11D-N/DC12-24/AC24 | 4100054829 | RLY,TIME DELAY,OMRON | RELAY,TIME DELAY MANUFACTURER: OMRON PART NUMBER: H5CX-A11D-N/DC12-24/AC24 | N100 | SP22 | RLAY-PROT | EA | E&I Basement | USD | Auriga Polymers Inc. USA | 1502024T03 | 2024-05-17 | 2025-03-19 | 1 | RLY,TIME DELAY,OMRON | OMRON H5CX-A11D-N/DC12-24/AC24
DYNAPAR | H561024134303 | 4100056404 | ENCODER,DYNPR,PN: H561024134303 | ENCODER MANUFACTURER: DYNAPAR PART NUMBER: H561024134303 | N100 | SP22 | EL-HW-SUP | EA | E&I Basement | USD | Auriga Polymers Inc. USA | 1202031S89 | 2024-05-17 | 2025-03-19 | 1 | ENCODER,DYNPR,PN: H561024134303 | DYNAPAR H561024134303
APPLETON | CG6275 | 4100044896 | CONNECTR,ELE,CORD GRIP,APLTN,MN: CG6275 | CONNECTOR,ELECTRICAL TYPE: CORD GRIP MANUFACTURER: APPLETON MODEL NUMBER: CG6275 DIMENSIONS: 3/4IN ADDITIONAL FEATURES: FOR CABLE | N100 | SP22 | WIRE&CABL | EA | E&I Basement | USD | Auriga Polymers Inc. USA | 0901055G25 | 2024-05-17 | 2025-03-18 | 5 | CONNECTR,ELE,CORD GRIP,APLTN,MN: CG6275 | APPLETON CG6275
HONEYWELL | RM7830A1003 | 4100047311 | MODULE,CTRL,HONEYWELL,PN: RM7830A1003 | MODULE,CONTROL MANUFACTURER: HONEYWELL PART NUMBER: RM7830A1003 ADDITIONAL FEATURES: RELAY | N100 | SP22 | ELECTRONC | EA | E&I Basement | USD | Auriga Polymers Inc. USA | 0603032P23 | 2024-05-17 | 2025-03-13 | 1 | MODULE,CTRL,HONEYWELL,PN: RM7830A1003 | HONEYWELL RM7830A1003
GNEUSS | DA250-1/2-5000-1 | 4100052380 | PROBE,PRES,GNEUSS,MN:DA250-1/2-5000-1 | PROBE,PRESSURE MANUFACTURER: GNEUSS MODEL NUMBER: DA250-1/2-5000-1 ADDITIONAL FEATURES: ID#GNEUB | N100 | SP22 | SENS-PROB | EA | E&I Basement | USD | Auriga Polymers Inc. USA | 1002062S84 | 2024-05-17 | 2025-03-13 | 1 | PROBE,PRES,GNEUSS,MN:DA250-1/2-5000-1 | GNEUSS DA250-1/2-5000-1
GNEUSS | P-1-3-6 | 4100046876 | CBL,CTRL,SCREENED,6C,GNEUSS,PN: P-1-3-6 | CABLE,CONTROL TYPE: SCREENED NUMBER OF CORES: 6C MANUFACTURER: GNEUSS PART NUMBER: P-1-3-6-T CABLE LENGTH: 10FT | N100 | SP22 | WIRE&CABL | EA | E&I Basement | USD | Auriga Polymers Inc. USA | 1002061S84 | 2024-05-17 | 2025-03-12 | 1 | CBL,CTRL,SCREENED,6C,GNEUSS,PN: P-1-3-6 | GNEUSS P-1-3-6
| A252 | 4100045072 | LEVR,CTRL,PN: A252,L 6PA44,ARM,MICRO ADJ | LEVER,CONTROL PART NUMBER: A252 LENGTH: 6PA44 ADDITIONAL FEATURES: ARM,MICRO ADJ | N100 | SP22 | CTRL-ACC | EA | E&I Basement | USD | Auriga Polymers Inc. USA | 0803065P85 | 2024-05-17 | 2025-03-03 | 2 | LEVR,CTRL,PN: A252,L 6PA44,ARM,MICRO ADJ | A252
IFM EFECTOR | OU5018 | 4100047401 | SENSOR,PHOTOELE,IFM EFECTOR,PN: OU5018 | SENSOR,PHOTOELECTRIC MANUFACTURER: IFM EFECTOR PART NUMBER: OU5018 RATED VOLTAGE: 10-55V ADDITIONAL FEATURES: PNP LIGHT-ON MODE,DIFFUSE REFLECTION SENSOR RECTANGULAR PLASTIC CABLE, RANGE 1...200MM,(REFE RRED TO WHITE PAPER 200 X 200 MM) ADJUSTABLE. | N100 | SP22 | SENS-PROB | EA | E&I Basement | USD | Auriga Polymers Inc. USA | 1001065S88 | 2024-05-17 | 2025-02-10 | 4 | SENSOR,PHOTOELE,IFM EFECTOR,PN: OU5018 | IFM EFECTOR OU5018
WATLOW | EDC21-60K2-0000 | 4100046966 | CTRLR,ELE,WATLOW,PN: E DC21-60K2-0000 | CONTROLLER,ELECTRICAL MANUFACTURER: WATLOW PART NUMBER: E DC21-60K2-0000 ADDITIONAL FEATURES: PWR CNTRLR,DIN-A-MITE | N100 | SP22 | RLAY-PROT | EA | E&I Basement | USD | Auriga Polymers Inc. USA | 0401021P84 | 2024-05-17 | 2025-02-06 | 1 | CTRLR,ELE,WATLOW,PN: E DC21-60K2-0000 | WATLOW EDC21-60K2-0000
SIEMENS | 7ML5630-0DM10-0GA0Y01 | 4100054131 | SW,LVL,SIEMENS,MN: 7ML5630-0DM10-0GA0Y01 | SWITCH,LEVEL MANUFACTURER: SIEMENS MODEL NUMBER: 7ML5630-0DM10-0GA0Y01 CONNECTION SIZE: 1-1/2IN NPT ADDITIONAL FEATURES: PROBE LENGTH: 12 INCHES,CONNECTION:316 SS,APPROVALS: CSA/FM CLASS ,DIV.1,GROUPS A,B,C,D | N100 | SP22 | INS-SWTCH | EA | E&I Basement | USD | Auriga Polymers Inc. USA | 1602071S80 | 2024-05-17 | 2025-01-31 | 1 | SW,LVL,SIEMENS,MN: 7ML5630-0DM10-0GA0Y01 | SIEMENS 7ML5630-0DM10-0GA0Y01
| 768323 | 4102113025 | THERMOSTAT,LINE SENSING,EISI,PN:768323 | LINE SENSING THERMOSTAT, RAYCHEM PN: E507S-2LS-2, (EISI) EASTERN INDUSTRIAL SUPPLIES PN: 768323 | N100 | SP22 | SENS-PROB | EA | E&I Basement | USD | Auriga Polymers Inc. USA | 1805051 | 2024-05-17 | 2025-01-24 | 1 | THERMOSTAT,LINE SENSING,EISI,PN:768323 | 768323
WATLOW | DC20-60F0-0000 | 4100052174 | CONTACTOR,ELE,600VAC,40A,3PH,WATLOW-E | CONTACTOR,ELECTRICAL RATED VOLTAGE: 600VAC RATED CURRENT: 40A MANUFACTURER: WATLOW-E PART NUMBER: DC20-60F0-0000 NUMBER OF PHASES: 3 PHASE ADDITIONAL FEATURES: 2 LEG, DIN-A-MATIC USED ON THE 25KG PILOT LINE | N100 | SP22 | EL-ROT-AC | EA | E&I Basement | USD | Auriga Polymers Inc. USA | 1202062 | 2024-05-17 | 2025-01-20 | 1 | CONTACTOR,ELE,600VAC,40A,3PH,WATLOW-E | WATLOW DC20-60F0-0000
HONEYWELL | C7012E1112 | 4100046569 | DETECTR,FLAME-UV,HONEYWELL,C7012E1112 | DETECTOR,FLAME - UV MANUFACTURER: HONEYWELL MODEL NUMBER: C7012E1112 CONTROL SYSTEM: PURPLE PEEPER OPERATING VOLTAGE: 120VAC MOUNTING DETAILS: 3/4IN NPT ADDITIONAL FEATURES: 50/60 HZ, ROSS ID#F54 MGT, 8FT LEADS, SOLID STATE CIRCUIT | N100 | SP22 | FIRE-PROT | EA | E&I Basement | USD | Auriga Polymers Inc. USA | 0503053P04 | 2024-05-17 | 2025-01-14 | 4 | DETECTR,FLAME-UV,HONEYWELL,C7012E1112 | HONEYWELL C7012E1112
NORTH AM | 4260661 | 4102112367 | IGNTR,PILOT,ASSY,NORTH AM,PN:4260661 | SPECIAL PILOT IGNITER ASSEMBLY, RAW GAS PILOT IGNITER, BUILT PER NORTH AMERICAN MFG CO. DRAWING B4-26066, LEAD TIME 10 WEEKS, INCLUDED IN PILOT IGNITER PIPE BLOCK PN;4-26065-1, FIVES NORTH AMERICAN COMBUSTION INC PN:4-26066-1 | N100 | SP22 | HEATEQUIP | EA | E&I Basement | USD | Auriga Polymers Inc. USA | 0602055 | 2024-05-17 | 2025-01-14 | 2 | IGNTR,PILOT,ASSY,NORTH AM,PN:4260661 | NORTH AM 4260661
THOMAS & BETTS | 5232 | 4100044916 | CONNECTR,CONDUIT,FLEX LQT ST,1/2IN | CONNECTOR,CONDUIT TYPE: FLEX LIQUID TIGHT STRAIGHT SIZE: 1/2IN MATERIAL: STEEL OR MALLEABLE IRON MANUFACTURER: THOMAS & BETTS PART NUMBER: 5232 | N100 | SP22 | E-CONDUIT | EA | E&I Basement | USD | Auriga Polymers Inc. USA | 0903044G27 | 2024-05-17 | 2025-01-09 | 25 | CONNECTR,CONDUIT,FLEX LQT ST,1/2IN | THOMAS & BETTS 5232
ROSEMOUNT | 708X2PA1I5HT01WA3WP5 | 4100057379 | TX,LVL,ACOUSTICS WIRELESS,ROSEMOUNT | TRANSMITTER,LEVEL TYPE: ACOUSTICS WIRELESS MANUFACTURER: ROSEMOUNT MODEL NUMBER: 708X2PA1I5HT01WA3WP5 | N100 | SP22 | TRANSMTR | EA | E&I Basement | USD | Auriga Polymers Inc. USA | 0802022G27 | 2024-05-17 | 2025-01-08 | 3 | TX,LVL,ACOUSTICS WIRELESS,ROSEMOUNT | ROSEMOUNT 708X2PA1I5HT01WA3WP5
RIETER | P6000991 | 4100046721 | PLUG,ELE,INSERT MALE,RIETER,PN: P6000991 | PLUG,ELECTRICAL TYPE: INSERT MALE MANUFACTURER: RIETER PART NUMBER: P6000991 | N100 | SP22 | EL-HW-SUP | EA | E&I Basement | USD | Auriga Polymers Inc. USA | 1002013S80 | 2024-05-17 | 2025-01-07 | 2 | PLUG,ELE,INSERT MALE,RIETER,PN: P6000991 | RIETER P6000991
BURNDY | LUGHL30-1A-PADDITIONALFEATURES | 4100056864 | CONNECTR,ELE,LUG,1-4/0 CU LUG HL30-1A-P | CONNECTOR,ELECTRICAL TYPE: LUG MANUFACTURER: BURNDY MODEL NUMBER: LUG HL30-1A-P ADDITIONAL FEATURES: 1-4/0 CU LUG SCR LUG HL30-1A-P PANDUIT KA LUG 1 TO 4/0 AWG WIRE | N100 | SP22 | WIRE&CABL | EA | E&I Basement | USD | Auriga Polymers Inc. USA | 1202055 | 2024-05-17 | 2025-01-06 | 6 | CONNECTR,ELE,LUG,1-4/0 CU LUG HL30-1A-P | BURNDY LUGHL30-1A-PADDITIONALFEATURES
VULKO WRAP | 98512D | 4200015010 | TAPE,INSUL,50MIL,YLW,VULKO WRAP,98512D | TAPE,INSULATION THICKNESS: 50MIL COLOR: YELLOW MANUFACTURER: VULKO WRAP PRODUCT NUMBER: 98512D ADDITIONAL FEATURES: 5 ROLL PACK TAPE FOR MOTOR SPLICING | N100 | SP22 | HARDWARE | EA | E&I Basement | USD | Auriga Polymers Inc. USA | 1202052G27 | 2024-05-17 | 2024-12-20 | 3 | TAPE,INSUL,50MIL,YLW,VULKO WRAP,98512D | VULKO WRAP 98512D
THOMAS & BETTS | 5352 | 4100044914 | CONNECTR,CONDUIT,LQT 90,1/2IN,ST,MI | CONNECTOR,CONDUIT TYPE: LIQUID TIGHT 90DEG SIZE: 1/2IN MATERIAL: STEEL,MALLEABLE IRON MANUFACTURER: THOMAS & BETTS PART NUMBER: 5352 THROAT TYPE: INSULATED SURFACE TREATMENT: ZINC ELECTROPLATED ADDITIONAL FEATURES: NO SUBSTITUTIONS | N100 | SP22 | E-CONDUIT | EA | E&I Basement | USD | Auriga Polymers Inc. USA | 0902022G27 | 2024-05-17 | 2024-12-18 | 6 | CONNECTR,CONDUIT,LQT 90,1/2IN,ST,MI | THOMAS & BETTS 5352
NORGREN | R24-400-RGLA | 4100047120 | REGU,PRES,NORGREN,MN: R24-400-RGLA | REGULATOR,PRESSURE MANUFACTURER: NORGREN MODEL NUMBER: R24-400-RGLA | N100 | SP22 | INST-HRD | EA | E&I Basement | USD | Auriga Polymers Inc. USA | 0202061P05 | 2024-05-17 | 2024-12-17 | 1 | REGU,PRES,NORGREN,MN: R24-400-RGLA | NORGREN R24-400-RGLA
SIEMENS | 3TY7561-1AA00 | 4100046712 | CONTACT,AUX,SIEMENS,PN: 3TY7561-1AA00 | CONTACT,AUXILIARY MANUFACTURER: SIEMENS PART NUMBER: 3TY7561-1AA00 NUMBER OF CONTACTS: 1NO,+ 1NC ADDITIONAL FEATURES: FOR SIEMENS 3TF56 SIZE 5 | N100 | SP22 | ELE-PANEL | EA | E&I Basement | USD | Auriga Polymers Inc. USA | 0402043F65 | 2024-05-17 | 2024-12-09 | 5 | CONTACT,AUX,SIEMENS,PN: 3TY7561-1AA00 | SIEMENS 3TY7561-1AA00
IFM EFECTOR | 0S0025/0SR | 4100046565 | CELL,PHOTOELE,EFECTOR,PN: 0S0025/0SR | CELL,PHOTOELECTRIC MANUFACTURER: EFECTOR PART NUMBER: 0S0025/0SR-FB0A | N100 | SP22 | EL-HW-SUP | EA | E&I Basement | USD | Auriga Polymers Inc. USA | 1002064S99 | 2024-05-17 | 2024-12-05 | 2 | CELL,PHOTOELE,EFECTOR,PN: 0S0025/0SR | IFM EFECTOR 0S0025/0SR
TOPWORX | DXPM21GNEB | 4100047738 | SW,ELE,MECHANICAL SPDT ,TOPWORX | SWITCH,ELECTRICAL TYPE: MECHANICAL SPDT MANUFACTURER: TOPWORX PART NUMBER: DXPM21GNEB | N100 | SP22 | SWTCH-ACC | EA | E&I Basement | USD | Auriga Polymers Inc. USA | 0201061P05 | 2024-05-17 | 2024-12-04 | 1 | SW,ELE,MECHANICAL SPDT ,TOPWORX | TOPWORX DXPM21GNEB
ROSEMOUNT | 1199WVD05NWSP91L500C | 4100047500 | TX,PRES,ROSE-MT,MN:1199WVD05NWSP91L500C | TRANSMITTER,PRESSURE MANUFACTURER: ROSEMOUNT MODEL NUMBER:1199WVD05NWSP91L500C MEASUREMENT TYPE: ABSOLUTE MEASUREMENT RANGE: -14.2-300PSI FILLED FLUID: SILICONE | N100 | SP22 | TRANSMTR | EA | E&I Basement | USD | Auriga Polymers Inc. USA | 0402022P04 | 2024-05-17 | 2024-11-19 | 1 | TX,PRES,ROSE-MT,MN:1199WVD05NWSP91L500C | ROSEMOUNT 1199WVD05NWSP91L500C
CROUSE HINDS | CPS152R | 4100044880 | RECEPTACLE,ELE,20A,115V,CROUS HIND | RECEPTACLE,ELECTRICAL CURRENT RATING: 20A RATED VOLTAGE: 115V MANUFACTURER: CROUSE HINDS PART NUMBER: CPS152R | N100 | SP22 | EL-HW-SUP | EA | E&I Basement | USD | Auriga Polymers Inc. USA | 0301023P05 | 2024-05-17 | 2024-11-18 | 5 | RECEPTACLE,ELE,20A,115V,CROUS HIND | CROUSE HINDS CPS152R
ROSEMOUNT | 1151GP8S22S1B | 4100047226 | TX,PRES,ROSEMOUNT,MN: 1151GP8S22S1B | TRANSMITTER,PRESSURE MANUFACTURER: ROSEMOUNT MODEL NUMBER: 1151GP8S22S1B/1199WCD05NWSP71LA00 MEASUREMENT RANGE: 0-50BAR FILLED FLUID: SILICON ADDITIONAL FEATURES: WITH HART PROTOCOL SENSOR | N100 | SP22 | TRANSMTR | EA | E&I Basement | USD | Auriga Polymers Inc. USA | 1602021S85 | 2024-05-17 | 2024-11-12 | 1 | TX,PRES,ROSEMOUNT,MN: 1151GP8S22S1B | ROSEMOUNT 1151GP8S22S1B
DYNISCO | 2242SA00P20CEFFACAPA | 4100046670 | TX,PRES,DYNISCO,MN: 2242SA00P20CEFFACAPA | TRANSMITTER,PRESSURE MANUFACTURER: DYNISCO MODEL NUMBER: 2242SA00P20CEFFACAPA MEASUREMENT RANGE: 3000PSI SIGNAL RANGE: 4-20MA SERVICE: HAZARD AREA CONNECTION TYPE: THREAD MOUNTED ADDITIONAL FEATURES: CLASS S INTRINSIALLY SAFE DIAPHRM & COATING A DYMAX COATED 15-5 PH SST PROCESS CONNECT (00) 1/2-20UNF PRESSUR E UNITS P PSI PRESSURE RANGE(20) 3000 PSI SNOUT LENGTH CE 6 INCHES CAPILLARY LENGTH FF 30 INCHES COMMUNICATIONS WITHOUT HARTELECT RICAL COMMUN CA 1/2-14 NPT CONDUIT WITH 3.5FT (42IN) LEADS TEMPERATURE SENSOR PA RTD WITH 3IN FLEX | N100 | SP22 | TRANSMTR | EA | E&I Basement | USD | Auriga Polymers Inc. USA | 1101053S86 | 2024-05-17 | 2024-11-05 | 1 | TX,PRES,DYNISCO,MN: 2242SA00P20CEFFACAPA | DYNISCO 2242SA00P20CEFFACAPA
SIEMENS | CN3RN10101CB00 | 4100047926 | RLY,PROT,SIEMENS,MN: CN 3RN10101CB00 | RELAY,PROTECTION MANUFACTURER: SIEMENS MODEL NUMBER: CN 3RN10101CB00 RELAY TYPE: THERMISTOR PROTECTION | N100 | SP22 | RLAY-PROT | EA | E&I Basement | USD | Auriga Polymers Inc. USA | 1502117P05 | 2024-05-17 | 2024-11-01 | 1 | RLY,PROT,SIEMENS,MN: CN 3RN10101CB00 | SIEMENS CN3RN10101CB00
ROSEMOUNT | 3051TG2A2B21AS1B4M5I51199WCD10NWSP70LAL | 4100055315 | TX,PRES,ROSEMOUNT,W/PROBE,0-150PSI | TRANSMITTER,PRESSURE MANUFACTURER: ROSEMOUNT MODEL NUMBER: 3051TG2A2B21AS1B4M5I51199WCD10NWSP70LAL MEASUREMENT TYPE: PROBE MEASUREMENT RANGE: 0-150PSI SIGNAL RANGE: 4-20MA ADDITIONAL FEATURES: WITH DIGITAL SIGNAL BASED ON HART,PROTOCOL SILICONE 704 CAPILLARY LENGTH/DIRECT MOUNT 10 FT (3.0 M) | N100 | SP22 | TRANSMTR | EA | E&I Basement | USD | Auriga Polymers Inc. USA | 1105033P05 | 2024-05-17 | 2024-11-01 | 1 | TX,PRES,ROSEMOUNT,W/PROBE,0-150PSI | ROSEMOUNT 3051TG2A2B21AS1B4M5I51199WCD10NWSP70LAL
SIEMENS | 3RV2411-1DA10 | 4100056036 | CKT BRKR,MTR PROT,2.2-3.2A,SIEMENS | CIRCUIT BREAKER,MOTOR PROTECTION CURRENT RANGE: 2.2-3.2A MANUFACTURER: SIEMENS PART NUMBER: 3RV2411-1DA10 ADDITIONAL FEATURES: 71129421 | N100 | SP22 | SWTCH-ACC | EA | E&I Basement | USD | Auriga Polymers Inc. USA | 1502126S89 | 2024-05-17 | 2024-10-31 | 1 | CKT BRKR,MTR PROT,2.2-3.2A,SIEMENS | SIEMENS 3RV2411-1DA10
| EF1-1/2 | 4100044624 | CONDUIT,CBL,FLEX,LQT,1-1/2IN,L 50FT | CONDUIT,CABLE TYPE: FLEXIBLE,LIQUID TIGHT SIZE: 1-1/2IN LENGTH: 50FT PART NUMBER: EF 1-1/2 | N100 | SP22 | E-CONDUIT | FT | E&I Basement | USD | Auriga Polymers Inc. USA | 1703041 | 2024-05-17 | 2024-10-31 | 50 | CONDUIT,CBL,FLEX,LQT,1-1/2IN,L 50FT | EF1-1/2
|  | 4100044625 | CONDUIT,CBL,FLEX,LQT,2IN,PN: EF 2 | CONDUIT,CABLE TYPE: FLEXIBLE,LIQUID TIGHT SIZE: 2IN PART NUMBER: EF 2 | N100 | SP22 | E-CONDUIT | FT | E&I Basement | USD | Auriga Polymers Inc. USA | 1705061 | 2024-05-17 | 2024-10-31 | 50 | CONDUIT,CBL,FLEX,LQT,2IN,PN: EF 2
SIEMENS | 3RF23301BA06 | 4100047925 | CONTACTOR,ELE,460V,12A,SIEMENS | CONTACTOR,ELECTRICAL RATED VOLTAGE: 460V RATED CURRENT: 12A MANUFACTURER: SIEMENS PART NUMBER: 3RF23301BA06 ADDITIONAL FEATURES: SSR INSTANTANEOUS SWITCH 3PH MOTORS,7.5HP | N100 | SP22 | EL-ROT-AC | EA | E&I Basement | USD | Auriga Polymers Inc. USA | 1502118P05 | 2024-05-17 | 2024-10-31 | 1 | CONTACTOR,ELE,460V,12A,SIEMENS | SIEMENS 3RF23301BA06
| 700-000206 | 4100047763 | DISC,PULSR,MAGNET,ELECTRO,PN: 700-000206 | DISC,PULSAR TYPE: MAGNET MANUFACTURER: ELECTRO-SENSORS PART NUMBER: 700-000206 INNER DIAMETER: 0.505IN | N100 | SP22 | SENS-PROB | EA | E&I Basement | USD | Auriga Polymers Inc. USA | 1502048U03 | 2024-05-17 | 2024-10-31 | 2 | DISC,PULSR,MAGNET,ELECTRO,PN: 700-000206 | 700-000206
KINETROL | 127-120 | 4100047347 | ACTR,PNEU,KINETROL,MN: 127-120,80PSI | ACTUATOR,PNEUMATIC MANUFACTURER: KINETROL MODEL NUMBER: 129-120 OPERATING PRESSURE RANGE: 80PSI ADDITIONAL FEATURES: COMPLETE ACTUATOR & SPRING ASSEMBLY-FAIL CLOSE CW ROTATION | N100 | SP22 | ACTUATOR | EA | E&I Basement | USD | Auriga Polymers Inc. USA | 1503011P05 | 2024-05-17 | 2024-10-31 | 1 | ACTR,PNEU,KINETROL,MN: 127-120,80PSI | KINETROL 127-120
GEMS | ESY29608 | 4100045299 | SW,FLOW,GEMS,ESY29608,WTR,120/240-20VA | SWITCH,FLOW MANUFACTURER: GEMS MODEL NUMBER: ESY29608 FLUID TYPE: WATER RATED VOLTAGE: 120/240-20VA ADDITIONAL FEATURES: PADDLE TYPE GEMS 29608 | N100 | SP22 | INS-SWTCH | EA | E&I Basement | USD | Auriga Polymers Inc. USA | 1109035P86 | 2024-05-17 | 2024-10-31 | 3 | SW,FLOW,GEMS,ESY29608,WTR,120/240-20VA | GEMS ESY29608
INOR | IPAQ-H | 4100047888 | TX,TEMP,INOR,MN: IPAQ-H,0-500C,4-20MA | TRANSMITTER,TEMPERATURE MANUFACTURER: INOR MODEL NUMBER: IPAQ-H MEASUREMENT RANGE: 0-500C SIGNAL RANGE: 4-20MA ELEMENT MATERIAL: PLATINUM | N100 | SP22 | TRANSMTR | EA | E&I Basement | USD | Auriga Polymers Inc. USA | 1502084P86 | 2024-05-17 | 2024-10-31 | 1 | TX,TEMP,INOR,MN: IPAQ-H,0-500C,4-20MA | INOR IPAQ-H
HUBBELL | 5262 | 4100044879 | RECEPTACLE,ELE,TY WIRE GROUND | RECEPTACLE,ELECTRICAL TYPE: WIRE GROUND CURRENT RATING: 15A DIMENSIONS: 3.28H X 1.65W X 1.19THK RATED POWER: 1.88KW NUMBER OF PHASES: SINGLE PHASE (1) RATED VOLTAGE: 125V NUMBER OF POLES: 2 NEMA RATING: 5-15R MANUFACTURER: HUBBELL PART NUMBER: 5262 ADDITIONAL FEATURES: BROWN | N100 | SP22 | EL-HW-SUP | EA | E&I Basement | USD | Auriga Polymers Inc. USA | 0801026P22 | 2024-05-17 | 2024-10-22 | 2 | RECEPTACLE,ELE,TY WIRE GROUND | HUBBELL 5262
DYNISCO | 2242EA00B20DPFFBCAZZ | 4100053936 | PROBE,PRES,DYNISCO,2242EA00B20DPFFBCAZZ | PROBE,PRESSURE MANUFACTURER: DYNISCO MODEL NUMBER: 2242EA00B20DPFFBCAZZ MEASUREMENT RANGE: 0-200BAR SIGNAL RANGE: 4-20MA OUTPUT CONNECTION TYPE: UNF CONNECTION SIZE: 1/4-20 ADDITIONAL FEATURES: HART,9IN SNOUT,30IN CAPILLARY | N100 | SP22 | SENS-PROB | EA | E&I Basement | USD | Auriga Polymers Inc. USA | 1401032S80 | 2024-05-17 | 2024-10-22 | 1 | PROBE,PRES,DYNISCO,2242EA00B20DPFFBCAZZ | DYNISCO 2242EA00B20DPFFBCAZZ
GE | 232MAXPNULTRA | 4100047267 | BALLAST,LAMP,120V,FO32T8 LAMPS ,GE | BALLAST,LAMP OPERATING VOLTAGE: 120V LAMP TYPE: FO32T8 LAMPS MANUFACTURER: GE PART NUMBER: 232MAXPNULTRA ADDITIONAL FEATURES: FOR 2 LAMPS | N100 | SP22 | LIGHT-FIX | EA | E&I Basement | USD | Auriga Polymers Inc. USA | 0301031G27 | 2024-05-17 | 2024-10-21 | 10 | BALLAST,LAMP,120V,FO32T8 LAMPS ,GE | GE 232MAXPNULTRA
| 6021223 | 4100046614 | CBL,FIBRE OPTIC,MN: 6021223,2000MM | CABLE,FIBRE OPTIC PART NUMBER: 6021223 OVERALL LENGTH: 2000MM ADDITIONAL FEATURES: SK-2000-5-I,CABLE,BTN 90328990,OLD PART 71590 | N100 | SP22 | INST-CBLE | EA | E&I Basement | USD | Auriga Polymers Inc. USA | 0603056S85 | 2024-05-17 | 2024-09-18 | 1 | CBL,FIBRE OPTIC,MN: 6021223,2000MM | 6021223
| 755 | 4200013470 | LAMP,INDICTR,6.3V,PN: 755,10 PER BOX | LAMP,INDICATOR VOLTAGE: 6.3V PART NUMBER: 755 ADDITIONAL FEATURES: 10 PER BOX | N100 | SP22 | LIGHT-FIX | EA | E&I Basement | USD | Auriga Polymers Inc. USA | 1502095P75 | 2024-07-23 | 2024-09-18 | 10 | LAMP,INDICTR,6.3V,PN: 755,10 PER BOX | 755
WATLOW | Q32-481-150-CA2 | 4100052668 | XDCR,PWR,WATLOW,PN:Q32-481-150-CA2 | TRANSDUCER,POWER MANUFACTURER: WATLOW PART NUMBER: Q32-481-150-CA2 | N100 | SP22 | TRNSDCR | EA | E&I Basement | USD | Auriga Polymers Inc. USA | 0401011P84 | 2024-05-17 | 2024-09-18 | 1 | XDCR,PWR,WATLOW,PN:Q32-481-150-CA2 | WATLOW Q32-481-150-CA2
ALLEN BRADLEY | 20G11ND8P0JA0NNNNN | 4104177966 | DRV,POWFLX 755,AB,PN:20G11ND8P0JA0NNNNN | POWERFLEX 755 VARIABLE SPEED DRIVE, WITH EMBEDDED ETHERNET/IP, STANDARD PROTECTION, FORCED AIR, AC (ALTERNATING CURRENT) INPUT WITH DC (DIRECT CURRENT) TERMINALS, OPEN TYPE, 8 AMPS (AMPERAGE), FRAME 2 - 5 HP ND (HORSEPOWER NORMAL DUTY), 5 HP HD (HORSEPOWER HEAVY DUTY), 480 VAC (VOLT ALTERNATING CURRENT), 3 PH (PHASE), GROUNDING JUMPER REMOVED, INTERNAL TRANSISTER, WITHOUT HIM (HUMAN INTERFACE MODULE), LEAD TIME 21 DAYS MCNAUGHTON-MCKAY, ALLEN BRADLEY PN: 20G11ND8P0JA0NNNNN | N100 | SP22 | PWR-ELECT | EA | E&I Basement | USD | Auriga Polymers Inc. USA | 0501042 | 2024-10-29 | 2024-08-28 | 1 | DRV,POWFLX 755,AB,PN:20G11ND8P0JA0NNNNN | ALLEN BRADLEY 20G11ND8P0JA0NNNNN
LEVITON | 460MI7WLEV | 4103229573 | INTERLOCK,MECH,LEVITON,PN:460MI7WLEV | IEC PIN AND SLEEVE MECHANICAL INTERLOCK, 60 AMP, 480 VOLT, 3 PHASE, 3 POLE, 4 WIRE, WATERTIGHT, NON-FUSED-RED, LEAD TIME 7-10 BUSINESS DAYS LEVITON PN: 460MI7WLEV | N100 | SP22 | EL-HW-SUP | EA | E&I Basement | USD | Auriga Polymers Inc. USA | 1902023 | 2024-09-24 | 2024-08-27 | 1 | INTERLOCK,MECH,LEVITON,PN:460MI7WLEV | LEVITON 460MI7WLEV
LEVITON | 460P7WLEV | 4103229590 | PLUG,SLV,60AMP,LEVITON,PN:460P7WLEV | IEC PIN AND SLEEVE PLUG, 60AMP, 480 VOLT 3-PHASE, 3 POLE, 4 WIRE, WATERTIGHT - RED LEAD TIME 4-5 BUSINESS DAYS LEVITON PN: 460P7WLEV | N100 | SP22 | EL-HW-SUP | EA | E&I Basement | USD | Auriga Polymers Inc. USA | 1902022 | 2024-09-24 | 2024-08-27 | 1 | PLUG,SLV,60AMP,LEVITON,PN:460P7WLEV | LEVITON 460P7WLEV
DYNISCO | 331XRTAAGT | 4100051255 | TX,PRES,DYNISCO,MN:331XRTAAGT,0-3000PSI | TRANSMITTER,PRESSURE MANUFACTURER: DYNISCO MODEL NUMBER: 331XRTAAGT MEASUREMENT RANGE: 0-3000PSI ADDITIONAL FEATURES: FOR PROCESS CONTROL IN HAZARDOUS LOCATIONS FM,EXPLOSION PROOF APPROVAL 0-3000PSI,6IN RIGID STEM,30IN FLEXIBLE STEM,NEW P/N 331XRTAAGT | N100 | SP22 | TRANSMTR | EA | E&I Basement | USD | Auriga Polymers Inc. USA | 0302021S84 | 2024-05-17 | 2024-08-20 | 1 | TX,PRES,DYNISCO,MN:331XRTAAGT,0-3000PSI | DYNISCO 331XRTAAGT
| AE117DG | 4100044589 | WIRE,ELE,STRD,12AWG,THHN,GRN,PN: AE117DG | WIRE,ELECTRICAL TYPE: STRANDED CONDUCTOR SIZE: 12AWG INSULATION MATERIAL: THHN COLOUR: GREEN PART NUMBER: AE117DG CABLE LENGTH: 500FT | N100 | SP22 | WIRE&CABL | FT | E&I Basement | USD | Auriga Polymers Inc. USA | 1301022P72 | 2024-05-17 | 2024-08-16 | 250 | WIRE,ELE,STRD,12AWG,THHN,GRN,PN: AE117DG | AE117DG
STRD |  | 4100044590 | WIRE,ELE,STRD,12AWG,THHN,RED,500FT | WIRE,ELECTRICAL TYPE: STRANDED CONDUCTOR SIZE: 12AWG INSULATION MATERIAL: THHN COLOUR: RED CABLE LENGTH: 500FT | N100 | SP22 | WIRE&CABL | FT | E&I Basement | USD | Auriga Polymers Inc. USA | 1301023U50 | 2024-05-17 | 2024-08-16 | 500 | WIRE,ELE,STRD,12AWG,THHN,RED,500FT | STRD
STRD |  | 4100044592 | WIRE,ELE,STRD,12AWG,THHN,WHTE,500FT | WIRE,ELECTRICAL TYPE: STRANDED CONDUCTOR SIZE: 12AWG INSULATION MATERIAL: THHN COLOUR: WHITE CABLE LENGTH: 500FT | N100 | SP22 | WIRE&CABL | FT | E&I Basement | USD | Auriga Polymers Inc. USA | 1301025U52 | 2024-05-17 | 2024-08-16 | 500 | WIRE,ELE,STRD,12AWG,THHN,WHTE,500FT | STRD
STRD |  | 4100044594 | WIRE,ELE,STRD,12AWG,CU,THHN,BLK,500FT | WIRE,ELECTRICAL TYPE: STRANDED CONDUCTOR SIZE: 12AWG CONDUCTOR MATERIAL: COPPER INSULATION MATERIAL: THHN COLOUR: BLACK CABLE LENGTH: 500FT | N100 | SP22 | WIRE&CABL | FT | E&I Basement | USD | Auriga Polymers Inc. USA | 1301021S88 | 2024-05-17 | 2024-08-16 | 500 | WIRE,ELE,STRD,12AWG,CU,THHN,BLK,500FT | STRD
THOMAS & BETTS | 5334 | 4100044917 | CONNECTR,CONDUIT,LQT ST,1IN,ST,MI | CONNECTOR,CONDUIT TYPE: LIQUID TIGHT STRAIGHT SIZE: 1IN MATERIAL: STEEL,MALLEABLE IRON MANUFACTURER: THOMAS & BETTS PART NUMBER: 5334 THROAT TYPE: INSULATED ADDITIONAL FEATURES: NO SUBSTITUTIONS | N100 | SP22 | E-CONDUIT | EA | E&I Basement | USD | Auriga Polymers Inc. USA | 0902023G27 | 2024-05-17 | 2024-08-15 | 6 | CONNECTR,CONDUIT,LQT ST,1IN,ST,MI | THOMAS & BETTS 5334
MAAG AUTOMATIK | P6000021 | 4100046717 | INSERT,NM,MAAG AUTO,HAN6E PN: P6000021 | INSERT,NO MODIFIER MANUFACTURER: MAAG AUTOMATIK ADDITIONAL FEATURES: PLUG,MALE HAN6E PN: P6000021 | N100 | SP22 | HARDWARE | EA | E&I Basement | USD | Auriga Polymers Inc. USA | 1108012S84 | 2024-05-17 | 2024-08-12 | 2 | INSERT,NM,MAAG AUTO,HAN6E PN: P6000021 | MAAG AUTOMATIK P6000021
PANDUIT | BSN14-C | 4100044835 | SPLICE,CONNECTR,PANDT,PN: BSN14-C,BUTT | SPLICE,CONNECTOR MANUFACTURER: PANDUIT PART NUMBER: BSN14-C CONNECTOR TYPE: BUTT INSULATION TYPE: NYLON WIRE RANGE: 16-14AWG ADDITIONAL FEATURES: MINIMUM ORDER OF 100 | N100 | SP22 | WIRE&CABL | EA | E&I Basement | USD | Auriga Polymers Inc. USA | 0902021G27 | 2024-05-17 | 2024-08-07 | 100 | SPLICE,CONNECTR,PANDT,PN: BSN14-C,BUTT | PANDUIT BSN14-C
PANDUIT | PN18-6F-C | 4100044767 | TERM LUG,FORK,22-18AWG,PANDT | TERMINAL LUG TERMINAL TYPE: FORK CONDUCTOR SIZE: 22-18AWG MANUFACTURER: PANDUIT PART NUMBER: PN18-6F-C ADDITIONAL FEATURES: 6AWG BOLT,NYLON INSULATION | N100 | SP22 | WIRE&CABL | EA | E&I Basement | USD | Auriga Polymers Inc. USA | 0901023G27 | 2024-05-17 | 2024-07-30 | 300 | TERM LUG,FORK,22-18AWG,PANDT | PANDUIT PN18-6F-C
ROSEMOUNT | 701PGNKF | 4100048022 | MODULE,CTRL,ROSEMOUNT,PN: 701PGNKF | MODULE,CONTROL MANUFACTURER: ROSEMOUNT PART NUMBER: 701PGNKF ADDITIONAL FEATURES: FOR WIRELESS TRANSMITTER | N100 | SP22 | ELECTRONC | EA | E&I Basement | USD | Auriga Polymers Inc. USA | 0503044G27 | 2024-05-17 | 2024-07-29 | 2 | MODULE,CTRL,ROSEMOUNT,PN: 701PGNKF | ROSEMOUNT 701PGNKF
ASHCROFT | 30E160R-XS6-150 | 4100045225 | THERMOMTR,BIMTL,0/200C,ST 15IN,ASHCRFT | THERMOMETER,BIMETALLIC MEASUREMENT RANGE: 0/200C STEM DETAIL: 15IN MANUFACTURER: ASHCROFT MODEL NUMBER: 30E160R-XS6-150 DIAL SIZE: 3IN | N100 | SP22 | MEASURING | EA | E&I Basement | USD | Auriga Polymers Inc. USA | 1106071G04 | 2024-05-17 | 2024-07-29 | 1 | THERMOMTR,BIMTL,0/200C,ST 15IN,ASHCRFT | ASHCROFT 30E160R-XS6-150
NEWELL EQUIPMENT | HXEP120J12N701BC | 4100056082 | XDCR,FLOW,UNIMEASURE,LINEAR POSITION | TRANSDUCER,FLOW TYPE: UNIMEASURE,LINEAR POSITION MANUFACTURER: NEWELL EQUIPMENT MODEL NUMBER: HXEP120J12N701BC | N100 | SP22 | TRNSDCR | EA | E&I Basement | USD | Auriga Polymers Inc. USA | 1102025S89 | 2024-05-17 | 2024-07-16 | 1 | XDCR,FLOW,UNIMEASURE,LINEAR POSITION | NEWELL EQUIPMENT HXEP120J12N701BC
ROSEMOUNT | 3051S3CD3A2A11A1AE | 4100047640 | TX,FLOW,ROSEMOUNT,MN: 3051S3CD3A2A11A1AE | TRANSMITTER,FLOW MANUFACTURER: ROSEMOUNT MODEL NUMBER: 3051S3CD3A2A11A1AE5M5Q4 MEASUREMENT RANGE: 45-396KG/HR ADDITIONAL FEATURES: NORMAL FLOW: 180 KG.HR | N100 | SP22 | TRANSMTR | EA | E&I Basement | USD | Auriga Polymers Inc. USA | 0501064T75 | 2024-05-17 | 2024-07-09 | 1 | TX,FLOW,ROSEMOUNT,MN: 3051S3CD3A2A11A1AE | ROSEMOUNT 3051S3CD3A2A11A1AE
JMS | 3ESCK24DZZ148HWXA | 4100046709 | RTD,PT100,DUP,3/16IN,24IN,100OHM,JMS | RESISTANCE TEMPERATURE DETECTOR TYPE: PT100 NUMBER OF ELEMENTS: DUPLEX OUTER DIAMETER: 3/16IN LENGTH: 24IN TEMPERATURE RANGE: 100OHM MANUFACTURER: JMS MODEL NUMBER: 3ESCK24DZZ148HWXA MOUNTING DETAILS: 5FT LONG WIRE | N100 | SP22 | SENS-PROB | EA | E&I Basement | USD | Auriga Polymers Inc. USA | 0702071G27 | 2024-05-17 | 2024-06-27 | 5 | RTD,PT100,DUP,3/16IN,24IN,100OHM,JMS | JMS 3ESCK24DZZ148HWXA
MONITEUR DEVICES | AMYB-5120 | 4100047493 | SW,LIMIT,MAT ALUMINUM ENCLOSURE,MONITEUR | SWITCH,LIMIT MATERIAL: ALUMINUM ENCLOSURE MANUFACTURER: MONITEUR DEVICES PART NUMBER: AMYB-5120 DEGREE OF PROTECTION IP: SENTINAL NEMA 4 ADDITIONAL FEATURES: 4X,7,9 | N100 | SP22 | SWTCH-ACC | EA | E&I Basement | USD | Auriga Polymers Inc. USA | 0301062U03 | 2024-05-17 | 2024-06-21 | 1 | SW,LIMIT,MAT ALUMINUM ENCLOSURE,MONITEUR | MONITEUR DEVICES AMYB-5120
RITTAL | SK3238.124 | 4100056074 | FAN,RITTAL,MN: SK3238.124,24VDC,59M3/H | FAN MANUFACTURER: RITTAL MODEL NUMBER: SK3238.124 RATED VOLTAGE: 24VDC AIR FLOW CAPACITY: 59M3/H ADDITIONAL FEATURES: HXW 5.83X5.83IN | N100 | SP22 | FAN-SUPP | EA | E&I Basement | USD | Auriga Polymers Inc. USA | 1001074S89 | 2024-05-17 | 2024-06-20 | 1 | FAN,RITTAL,MN: SK3238.124,24VDC,59M3/H | RITTAL SK3238.124
ROSEMOUNT | 3051L2AB6GD11AAI5 | 4100057161 | TX,LVL,3051,ROSEMOUNT,3051L2AB6GD11AAI5 | TRANSMITTER,LEVEL TYPE: 3051 MANUFACTURER: ROSEMOUNT MODEL NUMBER: 3051L2AB6GD11AAI5 MEASUREMENT RANGE: 0-250 IN H2O SIGNAL RANGE: 4-20 MA SERVICE: LIQUID | N100 | SP22 | TRANSMTR | EA | E&I Basement | USD | Auriga Polymers Inc. USA | 0102052S84 | 2024-05-17 | 2024-06-12 | 1 | TX,LVL,3051,ROSEMOUNT,3051L2AB6GD11AAI5 | ROSEMOUNT 3051L2AB6GD11AAI5
MAXI-SIGNAL | 490S-1280T | 4100047399 | BEACON,STROBE,DC,RED,12-80VDC | BEACON,STROBE TYPE: DC COLOR: RED RATED VOLTAGE: 12-80VDC MANUFACTURER: MAXI-SIGNAL PART NUMBER: 490S-1280T MOUNTING DETAILS: 1/2IN FNPT | N100 | SP22 | LIGHT-FIX | EA | E&I Basement | USD | Auriga Polymers Inc. USA | 0802063P05 | 2024-05-17 | 2024-06-04 | 1 | BEACON,STROBE,DC,RED,12-80VDC | MAXI-SIGNAL 490S-1280T
STATIC O-RING | 6NN-K5-N4-F1A | 4100045281 | SW,PRES,10-180PSI,STATIC-O | SWITCH,PRESSURE MEASUREMENT RANGE: 10-180PSI MANUFACTURER: STATIC O RING MODEL NUMBER: 6NN-K5-N4-F1A ADDITIONAL FEATURES: SPEC Q304 | N100 | SP22 | INS-SWTCH | EA | E&I Basement | USD | Auriga Polymers Inc. USA | 1108016U50 | 2024-05-17 | 2024-05-31 | 2 | SW,PRES,10-180PSI,STATIC-O | STATIC O-RING 6NN-K5-N4-F1A
ROSEMOUNT | 3051TG2A2B21AS1E5Q4M5/1199PCA95/ARTW30DA | 4100054620 | TX,PRES,ROSEMOUNT,-1-10BAR | TRANSMITTER,PRESSURE MANUFACTURER: ROSEMOUNT MODEL NUMBER: 3051TG2A2B21AS1E5Q4M5/1199PCA95/ARTW30DA MEASUREMENT RANGE: -1-10BAR ADDITIONAL FEATURES: A34G9 | N100 | SP22 | TRANSMTR | EA | E&I Basement | USD | Auriga Polymers Inc. USA | 0402032T75 | 2024-05-17 | 2024-05-30 | 1 | TX,PRES,ROSEMOUNT,-1-10BAR | ROSEMOUNT 3051TG2A2B21AS1E5Q4M5/1199PCA95/ARTW30DA
| 8X2D42-P10 | 4100054889 | SW,PRES,0-5PSIG,CUR.RTG 1.5A,10-30VDC | SWITCH,PRESSURE MEASUREMENT RANGE: 0-5PSIG CURRENT RATING: 1.5A RATED VOLTAGE: 10-30VDC MANUFACTURER: U.E MODEL NUMBER: 8X2D42-P10 ADDITIONAL FEATURES: SW1 <(>&<)> SW2: 75-250 VAC, 1.5 A SSR,4-20 MA OUTPUT; SW1: 50 MA SW2: 50 MA;MAX OVER RANGE 10 | N100 | SP22 | INS-SWTCH | EA | E&I Basement | USD | Auriga Polymers Inc. USA | 1501053U04 | 2024-05-17 | 2024-05-30 | 1 | SW,PRES,0-5PSIG,CUR.RTG 1.5A,10-30VDC | 8X2D42-P10
SIEMENS | 7ML5630-0BA10-0GA0 | 4100047051 | SW,LVL,SIEMENS,MN: 7ML5630-0BA10-0GA0 | SWITCH,LEVEL MANUFACTURER: SIEMENS MODEL NUMBER: 7ML5630-0BA10-0GA0 ADDITIONAL FEATURES: REPLACES MILTRONICS CLS-200 POINTEK UNIVERSAL OR UNIT EQUIVALENT TO SIEMENS P/N: 7ML5630-0BA10-0GA0: CAPANIVO SERIES CN 8000 LEVEL LIMIT SWITCH • FM/CSA XP Class I Div 1; DIP Class II, III, Div. 1 • With Temperature Extension for Process > 85 °C (185°F) • Standard Electronics Module: Relay SPDT/Solid State 12…250 V AC/DC • Process Connection: Thread 1” NPT Taper • Short Extension Length, 120 mm (4/72”) threaded • Stainless Steel 1.4404 (316L) process connection and extension • PPS Type Probe • FKM O-Ring wetted Seals • 2 x ½” NPT tapered ANSI B1.20.1 (1x conduit + 1x blind plug) cable entry $888.00 UTW WARRENTY EXTENSION TO 6 YRS FOR $20.00 LEAD TIME 6 WEEKS UWT P/N: CN8:AU2E0B1A2A, SYSTEMS SERVICE CORP PN: CN8:AU2E0B1A2A | N100 | SP22 | INS-SWTCH | EA | E&I Basement | USD | Auriga Polymers Inc. USA | 0801033P02 | 2024-05-17 | 2024-05-24 | 1 | SW,LVL,SIEMENS,MN: 7ML5630-0BA10-0GA0 | SIEMENS 7ML5630-0BA10-0GA0
VERIS | H921 | 4100047896 | XDCR,CURRENT,VERIS,H921,0-30/60/120A | TRANSDUCER,CURRENT MANUFACTURER: VERIS MODEL NUMBER: H921 INPUT RANGE: 0-30/60/120A OUTPUT RANGE: 4-20MA DC ADDITIONAL FEATURES: SPLIT CORE | N100 | SP22 | TRNSDCR | EA | E&I Basement | USD | Auriga Polymers Inc. USA | 1502078P05 | 2024-05-17 | 2024-05-16 | 1 | XDCR,CURRENT,VERIS,H921,0-30/60/120A | VERIS H921
SIEMENS | 3RH1911-1HA12 | 4100057037 | CONTACT,AUX,SIEMENS,PN: 3RH1911-1HA12 | CONTACT,AUXILIARY MANUFACTURER: SIEMENS PART NUMBER: 3RH1911-1HA12 MOUNTING TYPE: FRONT MOUNTING ADDITIONAL FEATURES: FOR A SIEMENS C/N 3RT1016-BB41 CONTACTOR,THIS REPLACES OBSOLETE C/N 3TF4022-OBB4 | N100 | SP22 | ELE-PANEL | EA | E&I Basement | USD | Auriga Polymers Inc. USA | 1502046S88 | 2024-05-17 | 2024-05-15 | 2 | CONTACT,AUX,SIEMENS,PN: 3RH1911-1HA12 | SIEMENS 3RH1911-1HA12
FESTO | CPE18-M1H-5L | 4100047543 | VLV,SOL,5/2-MONO,FESTO,MN: CPE18-M1H-5L | VALVE,SOLENOID TYPE: 5/2-MONO MANUFACTURER: FESTO MODEL NUMBER: CPE18-M1H-5L BODY MATERIAL: ALUMINIUM INLET CONNECTION SIZE: 1/4IN OUTLET CONNECTION SIZE: 1/4IN DEVICE PRESSURE RANGE: 2.5-10BAR COIL VOLTAGE: 24V COIL CURRENT TYPE (AC/DC): DC ADDITIONAL FEATURES: PN:163142 | N100 | SP22 | VLV-ACC | EA | E&I Basement | USD | Auriga Polymers Inc. USA | 0403035P05 | 2024-05-17 | 2024-05-14 | 2 | VLV,SOL,5/2-MONO,FESTO,MN: CPE18-M1H-5L | FESTO CPE18-M1H-5L
FESTO | 151688 | 4100047544 | CBL,INST,FESTO,PN: 151688,SOLENOID VALVE | CABLE,INSTRUMENT MANUFACTURER: FESTO PART NUMBER: 151688 APPLICATION: SOLENOID VALVE ADDITIONAL FEATURES: WITH SOCKET CAT KMEB-1-24-2,5-LED,C/N CPE18-M1H-5L-1/4, 24VDC COIL USED ON BATCH POLY UWG'S | N100 | SP22 | WIRE&CABL | EA | E&I Basement | USD | Auriga Polymers Inc. USA | 0403036P05 | 2024-05-17 | 2024-05-14 | 2 | CBL,INST,FESTO,PN: 151688,SOLENOID VALVE | FESTO 151688
TELCO | 9A11D301 | 4100057643 | AMP,SW,TELCO,PN: 9A11D301,SLTEUSPA11D301 | AMPLIFIER,SWITCH MANUFACTURER: TELCO SYSTEMS PART NUMBER: 9A11D301 ADDITIONAL FEATURES: SL TEUSPA11D301 | N100 | SP22 | COMMUNIC | EA | E&I Basement | USD | Auriga Polymers Inc. USA | 1202054 | 2024-05-17 | 2024-05-09 | 1 | AMP,SW,TELCO,PN: 9A11D301,SLTEUSPA11D301 | TELCO 9A11D301
THOMAS & BETTS | 5233 | 4100044910 | CONNECTR,CONDUIT,LQT ST,3/4IN,ST,MI | CONNECTOR,CONDUIT TYPE: LIQUID TIGHT STRAIGHT SIZE: 3/4IN MATERIAL: STEEL,MALLEABLE IRON MANUFACTURER: THOMAS & BETTS PART NUMBER: 5233 THROAT TYPE: NON INSULATED SURFACE TREATMENT: ZINC ELECTROPLATED ADDITIONAL FEATURES: NO SUBSTITUTIONS | N100 | SP22 | E-CONDUIT | EA | E&I Basement | USD | Auriga Polymers Inc. USA | 0903042G27 | 2024-05-17 | 2024-05-06 | 6 | CONNECTR,CONDUIT,LQT ST,3/4IN,ST,MI | THOMAS & BETTS 5233
| M3/H | 4100045298 | MET,FLOW,3005561 2.5-25 M3/H | METER,FLOW ADDITIONAL FEATURES: 3005561 2.5-25 M3/H ITEM 20 OF SPARE PARTS LIST 93.54.55.070.2 FOR AUTOMATIK GRANULATOR 0.9.00.01.426.3 FOR U SG 600/1 30.183-227 | N100 | SP22 | MEASURING | EA | E&I Basement | USD | Auriga Polymers Inc. USA | 0201063P05 | 2024-05-17 | 2024-05-06 | 1 | MET,FLOW,3005561 2.5-25 M3/H | M3/H
SCIMITAR | KAX-401-H01-0 | 4100045311 | PADDLE,SCIMITAR,MN: KAX-401-H01-0 | PADDLE MANUFACTURER: SCIMITAR MODEL NUMBER: KAX-401-H01-0 ADDITIONAL FEATURES: SCIMITAR MONITOR MODEL #1-4193 BANANA PADDLE FOR MONITOR BIN LEVELS KAX-401-H01-0 (3/MIN ORDER) | N100 | SP22 | FAC-SUP | EA | E&I Basement | USD | Auriga Polymers Inc. USA | 1108031P86 | 2024-05-17 | 2024-05-06 | 3 | PADDLE,SCIMITAR,MN: KAX-401-H01-0 | SCIMITAR KAX-401-H01-0
| CS120A | 4100045028 | SW,TOGGLE,CUR.RTG 20A,12/277V | SWITCH,TOGGLE CURRENT RATING: 20A RATED VOLTAGE: 12/277V ACTUATOR TYPE: SPRING CUP TOGGLE CONTACT CONFIGURATION: SINGLE POLE TERMINAL TYPE: SCREW ACTUATOR MATERIAL: PVC PART NUMBER: CS120A ADDITIONAL FEATURES: IP,NO SUBSTITUTE | N100 | SP22 | SWTCH-ACC | EA | E&I Basement | USD | Auriga Polymers Inc. USA | 1106054G25 | 2024-05-17 | 2024-05-06 | 1 | SW,TOGGLE,CUR.RTG 20A,12/277V | CS120A
PANDUIT | SBC6SC | 4100044900 | CONNECTR,ELE,SPLT BLT,PANDUIT,MN: SBC6SC | CONNECTOR,ELECTRICAL TYPE: SPLIT BOLT MANUFACTURER: PANDUIT MODEL NUMBER: SBC6SC DIMENSIONS: 10AWG(SOL)-6AWG(SOL) | N100 | SP22 | WIRE&CABL | EA | E&I Basement | USD | Auriga Polymers Inc. USA | 0901063G27 | 2024-05-17 | 2024-04-29 | 12 | CONNECTR,ELE,SPLT BLT,PANDUIT,MN: SBC6SC | PANDUIT SBC6SC
WATTS | R374-02C | 4100047472 | REGU,PRES,2-125PSI | REGULATOR,PRESSURE PRESSURE RANGE: 2-125PSI MANUFACTURER: WATTS-RG MODEL NUMBER: R374-02C | N100 | SP22 | INST-HRD | EA | E&I Basement | USD | Auriga Polymers Inc. USA | 0603044G27 | 2024-05-17 | 2024-04-26 | 3 | REGU,PRES,2-125PSI | WATTS R374-02C
GEMS | 25364 | 4100057360 | SW,FLOW,GEMS,MN: 25364 | SWITCH,FLOW MANUFACTURER: GEMS MODEL NUMBER: 25364 MEASUREMENT RANGE: EXTERNALLY ADJUSTABLE FLOW 0.5-20.0 GPM ADDITIONAL FEATURES: C/N FS-10798,SS HOUSING AND PISTON | N100 | SP22 | INS-SWTCH | EA | E&I Basement | USD | Auriga Polymers Inc. USA | 1502123S80 | 2024-05-17 | 2024-04-26 | 1 | SW,FLOW,GEMS,MN: 25364 | GEMS 25364
|  | 4100056917 | IGNITION TRANSFORMER COFI 120V | IGNITION TRANSFORMER COFI 120V OILON P/N 36432067 | N100 | SP22 | HEATEQUIP | EA | E&I Basement | USD | Auriga Polymers Inc. USA | 2102054 B | 2024-05-17 | 2024-04-26 | 2 | IGNITION TRANSFORMER COFI 120V
WATLOW | EPM8C2FKARFAAAA | 4100046724 | CTRLR,TEMP,WATLOW,MN: E PM8C2FKARFAAAA | CONTROLLER,TEMPERATURE MANUFACTURER: WATLOW MODEL NUMBER: E PM8C2FKARFAAAA ADDITIONAL FEATURES: USED ON CPS1 DIE HEAD HEATER,REPLACES OBSOLETE CN 988A22FAMAGR | N100 | SP22 | CTRL-ACC | EA | E&I Basement | USD | Auriga Polymers Inc. USA | 0401031P84 | 2024-05-17 | 2024-04-23 | 1 | CTRLR,TEMP,WATLOW,MN: E PM8C2FKARFAAAA | WATLOW EPM8C2FKARFAAAA
SCHNEIDER | ZB4BW343 | 4100047106 | HEAD,PUSHBUTTON,SPRG RTURN,RED,RND,22MM | HEAD,PUSHBUTTON OPERATION TYPE: SPRING RETURN COLOR: RED SHAPE: ROUND MOUNTING DETAILS: DIA 22MM STYLE: ILLUMINATED MANUFACTURER: SCHNEIDER PART NUMBER: ZB4BW343 APPLICATION: RED LED-120V SWITCH ADDITIONAL FEATURES: SAP 446538 | N100 | SP22 | SWTCH-ACC | EA | E&I Basement | USD | Auriga Polymers Inc. USA | 1102053S88 | 2024-05-17 | 2024-04-17 | 2 | HEAD,PUSHBUTTON,SPRG RTURN,RED,RND,22MM | SCHNEIDER ZB4BW343
| ZB4BWOG35 | 4100047107 | SW,PUSHBUTTON,1NO1NCCONT,120V | SWITCH,PUSHBUTTON NUMBER OF CONTACTS: 1NO1NC RATED VOLTAGE: 120V PART NUMBER: ZB4BWOG35 ADDITIONAL FEATURES: USE WITH GREEN PUSH BUTTON HEAD : SAP 446541 | N100 | SP22 | SWTCH-ACC | EA | E&I Basement | USD | Auriga Polymers Inc. USA | 1102044S88 | 2024-05-17 | 2024-04-17 | 2 | SW,PUSHBUTTON,1NO1NCCONT,120V | ZB4BWOG35
SQUARE D | 8501NR51 | 4100044961 | SKT,RLY,OCTAL 8 PIN,8CONT,600V,AC | SOCKET,RELAY CONTACT TYPE: OCTAL 8 PIN NUMBER OF CONTACTS: 8 RATED VOLTAGE: 600V CURRENT TYPE (AC/DC): AC CURRENT RATING: 10A DIMENSIONS: 2.13X1.57X0.97IN (54X40X24.6MM) MOUNTING DETAILS: CHANNEL MOUNTED MANUFACTURER: SQUARE-D PART NUMBER: 8501NR51 | N100 | SP22 | RLAY-PROT | EA | E&I Basement | USD | Auriga Polymers Inc. USA | 1103056G25 | 2024-05-17 | 2024-04-16 | 1 | SKT,RLY,OCTAL 8 PIN,8CONT,600V,AC | SQUARE D 8501NR51
STOBER | P431SPSS0030ME | 4100051991 | GEARBX,STOBER,DRIVES,PN:P431SPSS0030ME | GEARBOX,STOBER,DRIVES TYPE: ASSEMBLY MANUFACTURER: STOBER PART NUMBER: P431SPSS0030ME | N100 | SP22 | GEARTRANS | EA | E&I Basement | USD | Auriga Polymers Inc. USA | 1106016P84 | 2024-05-17 | 2024-04-10 | 1 | GEARBX,STOBER,DRIVES,PN:P431SPSS0030ME | STOBER P431SPSS0030ME
GOYEN | 4B6M-LUBNA-6C81 | 4100047158 | VLV,SOL,DA,GOYEN,MN: 4B6M-LUBNA-6C81 | VALVE,SOLENOID TYPE: DA MANUFACTURER: GOYEN MODEL NUMBER: 4B6M-LUBNA-6C81 BODY MATERIAL: BRASS INLET CONNECTION SIZE: 1/4IN OUTLET CONNECTION SIZE: 1/8IN DEVICE PRESSURE RANGE: 0-150PSI COIL VOLTAGE: 120V COIL CURRENT TYPE (AC/DC): AC ADDITIONAL FEATURES: 9 WATT, CLASS II, GROUP E,F,G, EXPLOSION PROOF | N100 | SP22 | VLV-ACC | EA | E&I Basement | USD | Auriga Polymers Inc. USA | 0702031S85 | 2024-05-17 | 2024-04-10 | 1 | VLV,SOL,DA,GOYEN,MN: 4B6M-LUBNA-6C81 | GOYEN 4B6M-LUBNA-6C81
PANDUIT | BSN10-L | 4100044837 | SPLICE,CONNECTR,PANDT,PN: BSN10-L,BUTT | SPLICE,CONNECTOR MANUFACTURER: PANDUIT PART NUMBER: BSN10-L CONNECTOR TYPE: BUTT INSULATION TYPE: NYLON WIRE RANGE: 12-10AWG ADDITIONAL FEATURES: T&B#2RC10 | N100 | SP22 | WIRE&CABL | EA | E&I Basement | USD | Auriga Polymers Inc. USA | 0901021G27 | 2024-05-17 | 2024-04-09 | 50 | SPLICE,CONNECTR,PANDT,PN: BSN10-L,BUTT | PANDUIT BSN10-L
MORGAN | 61001958 | 4100045214 | BRUSH,CARBON,MORGAN,PN: 61001958 | BRUSH,CARBON MANUFACTURER: MORGAN PART NUMBER: 61001958 ADDITIONAL FEATURES: BALDOR FOR 200HP MOTOR,REPLACES BALDOR 3141-PF | N100 | SP22 | EL-ROT-AC | EA | E&I Basement | USD | Auriga Polymers Inc. USA | 0802043S89 | 2024-05-17 | 2024-04-09 | 12 | BRUSH,CARBON,MORGAN,PN: 61001958 | MORGAN 61001958
ROSEMOUNT | 1151DP4S22B2M1Q4 | 4100047415 | TX,PRES,ROSEMOUNT,MN: 1151DP4S22B2M1Q4 | TRANSMITTER,PRESSURE MANUFACTURER: ROSEMOUNT MODEL NUMBER: 1151DP4S22B2M1Q4 MEASUREMENT TYPE: DIFFERENTIAL MEASUREMENT RANGE: 150INH2O SIGNAL RANGE: 4-20MA ADDITIONAL FEATURES: SMART,WITH MOUINTING ANGLE BRACKET | N100 | SP22 | TRANSMTR | EA | E&I Basement | USD | Auriga Polymers Inc. USA | 0201053P23 | 2024-05-17 | 2024-04-01 | 1 | TX,PRES,ROSEMOUNT,MN: 1151DP4S22B2M1Q4 | ROSEMOUNT 1151DP4S22B2M1Q4
BERTHOLD | 40441-02 | 4100047689 | INDICTR,LVL,BERTHOLD,MN: 40441-02 | INDICATOR,LEVEL MANUFACTURER: BERTHOLD MODEL NUMBER: 40441-02 RATED VOLTAGE: 115-125V ADDITIONAL FEATURES: VALUATION UNIT MASTER, LB 440-02 | N100 | SP22 | MISC-INST | EA | E&I Basement | USD | Auriga Polymers Inc. USA | 1501046T75 | 2024-05-17 | 2024-03-19 | 1 | INDICTR,LVL,BERTHOLD,MN: 40441-02 | BERTHOLD 40441-02
THOMAS & BETTS | MSC2 | 4100043648 | INSULTR,SPLICE,BOOTS,12-2AWG,T&BETTS | INSULATOR,SPLICE TYPE: BOOTS WIRE RANGE: 12-2AWG MANUFACTURER: THOMAS & BETTS PART NUMBER: MSC2 | N100 | SP22 | EL-HW-SUP | EA | E&I Basement | USD | Auriga Polymers Inc. USA | 0802051G27 | 2024-05-17 | 2024-03-06 | 20 | INSULTR,SPLICE,BOOTS,12-2AWG,T&BETTS | THOMAS & BETTS MSC2
FOXBORO | IAP10S-TB2C1FP | 4100047360 | TX,PRES,FXBRO INVN,MN: IAP10S-TB2C1FP | TRANSMITTER,PRESSURE MANUFACTURER: FOXBORO MODEL NUMBER: IAP10S-TB2C1FP MEASUREMENT RANGE: 1-30PSI SIGNAL RANGE: 4-20MA ADDITIONAL FEATURES: SPAN LIMITS: 0.5 AND 200 PSI/3.4 AND 1380 kPA0.035 AND 14 | N100 | SP22 | TRANSMTR | EA | E&I Basement | USD | Auriga Polymers Inc. USA | 0103031S88 | 2024-05-17 | 2024-03-01 | 1 | TX,PRES,FXBRO INVN,MN: IAP10S-TB2C1FP | FOXBORO IAP10S-TB2C1FP
DEVAR | 18-268B | 4100046900 | TX,PRES,DEVAR,MN: 18-268B,3-15 PSI | TRANSMITTER,PRESSURE MANUFACTURER: DEVAR MODEL NUMBER: 18-268B MEASUREMENT RANGE: 3-15 PSI SIGNAL RANGE: 4-20MA | N100 | SP22 | TRANSMTR | EA | E&I Basement | USD | Auriga Polymers Inc. USA | 0501066T06 | 2024-05-17 | 2024-02-28 | 1 | TX,PRES,DEVAR,MN: 18-268B,3-15 PSI | DEVAR 18-268B
UNITED ELECTRIC | 8BSST9136 | 4100057371 | SW,TEMP,UNTED ELEC,MN: 8BSST9136 | SWITCH,TEMPERATURE MANUFACTURER: UNITED ELECTRIC MODEL NUMBER: 8BSST9136 OPERATING TEMPERATURE MAXIMUM: 340 DEG C OPERATING TEMPERATURE MINIMUM: 10 DEG C ADDITIONAL FEATURES: INDICATING,TYPE 802 | N100 | SP22 | INS-SWTCH | EA | E&I Basement | USD | Auriga Polymers Inc. USA | 0202043G04 | 2024-05-17 | 2024-02-22 | 1 | SW,TEMP,UNTED ELEC,MN: 8BSST9136 | UNITED ELECTRIC 8BSST9136
FOXBORO | IGP10S-TSCF1FM-M1L1Z1 | 4100047039 | TX,PRES,FXBRO,MN: IGP10S-TSCF1FM-M1L1Z1 | TRANSMITTER,PRESSURE MANUFACTURER: FOXBORO MODEL NUMBER: TSCF1FM-M1L1Z1 MEASUREMENT RANGE: 0-3000PSIG SIGNAL RANGE: 4-20MA FILLED FLUID: SILICON OIL ADDITIONAL FEATURES: AUX SPEC PES-FG-F REMOTE FLANGE WITH 5IN CAPILLARY DC704 SILICON OIL FILL 3.5IN OD FLANGE HART COMPATIBLE 5IN STEAM | N100 | SP22 | TRANSMTR | EA | E&I Basement | USD | Auriga Polymers Inc. USA | 0303043P06 | 2024-05-17 | 2024-02-21 | 1 | TX,PRES,FXBRO INVN,MN: IGP10-TSCE1F-M1Z1 | FOXBORO IGP10S-TSCF1FM-M1L1Z1
IDEAL | 50/BOX | 4200013642 | NUT,LOCK,BLUE,TWIST-ON,IDEAL 30-454 | NUT,LOCK ADDITIONAL FEATURES: BLUE,TWIST-ON, IDEAL 30-454, 50/BOX | N100 | SP22 | FASTENER | EA | E&I Basement | USD | Auriga Polymers Inc. USA | 0901015T75 | 2024-05-17 | 2024-02-21 | 50 | NUT,LOCK,BLUE,TWIST-ON,IDEAL 30-454 | IDEAL 50/BOX
PTI | 4026306 | 4100056365 | MODULE,CTRLR,DIG DRVR,PTI,PN: 4026306 | MODULE,CONTROLLER TYPE: DIGITAL DRIVER MANUFACTURER: PTI PART NUMBER: 4026306 | N100 | SP22 | PWR-ELECT | EA | E&I Basement | USD | Auriga Polymers Inc. USA | 1202032S98 | 2024-05-17 | 2024-02-20 | 1 | MODULE,CTRLR,DIG DRVR,PTI,PN: 4026306 | PTI 4026306
POLY-FLO | PT24044NA-100 | 4200013385 | TBG,NONMTL,1/4IN,POLY-FLO,PT24044NA-100 | TUBING,NON METALLIC DIMENSIONS: 1/4IN MANUFACTURER: POLY-FLO PART NUMBER: PT24044NA-100 ADDITIONAL FEATURES: (120 PSI @73 DEG BURST 625) SJMP EASTMAN 44-PUB PARKER E43 | N100 | SP22 | TUBE-FITG | FT | E&I Basement | USD | Auriga Polymers Inc. USA | 0901071S85 | 2024-05-17 | 2024-02-15 | 100 | TBG,NONMTL,1/4IN,POLY-FLO,PT24044NA-100 | POLY-FLO PT24044NA-100
QIKLUG | 22C148 | 4100044769 | TERM LUG,COPPER,3/8STUD,22C148 | TERMINAL LUG TYPE: STRAIGHT TONGUE MATERIAL: COPPER NUMBER OF HOLES: 1 MANUFACTURER: QIKLUG PART NUMBER: 22C148 MANUFACTURER PART NUMBER: KA28 | N100 | SP22 | WIRE&CABL | EA | E&I Basement | USD | Auriga Polymers Inc. USA | 0903026 | 2024-05-17 | 2024-02-09 | 12 | TERM LUG,ST TG,CAB 100-125MM2,CU,1HOLE | QIKLUG 22C148
MAGNETEK | B432I120RH120 | 4100046265 | BALLAST,LAMP,120V,FO32TS,FO17TS8,FO25T8 | BALLAST,LAMP OPERATING VOLTAGE: 120V LAMP TYPE: FO32TS,FO17TS8,FO25T8 MANUFACTURER: MAGNETEK PART NUMBER: B432I120RH120 APPLICATION: 4 LAMP | N100 | SP22 | LIGHT-FIX | EA | E&I Basement | USD | Auriga Polymers Inc. USA | 0301033G27 | 2024-05-17 | 2024-02-06 | 2 | BALLAST,LAMP,120V,FO32TS,FO17TS8,FO25T8 | MAGNETEK B432I120RH120
MTG HSE | 513071 | 4100056027 | ADAPT,BULKHEAD,MTG HSE,PN:513071 | ADAPTOR,BULKHEAD TYPE: MOUNTING HOSE ADDITIONAL FEATURES: 16 POLE KEY 430 PART NUMBER: 513071 | N100 | SP22 | PIPE-FITG | EA | E&I Basement | USD | Auriga Polymers Inc. USA | 0701076S89 | 2024-05-17 | 2024-02-02 | 1 | ADAPT,BULKHEAD,MTG HSE,PN:513071 | MTG HSE 513071
INSERT MALE SCREW | 513072 | 4100056078 | CLAMP,NM,INSERT MALE SCREW,PN: 513072 | CLAMP,NO MODIFIER TYPE: INSERT MALE SCREW PART NUMBER: 513072 ADDITIONAL FEATURES: 16 POLE | N100 | SP22 | HARDWARE | EA | E&I Basement | USD | Auriga Polymers Inc. USA | 0701076S89 | 2024-05-17 | 2024-02-02 | 1 | CLAMP,NM,INSERT MALE SCREW,PN: 513072 | INSERT MALE SCREW 513072
DYNAPAR | 62-PMDF-0600-T0-00 | 4100053098 | PULSE GEN,DYNPR,MN:62-PMDF-0600-T0-00 | PULSE GENERATOR MANUFACTURER: DYNAPAR MODEL NUMBER: 62-PMDF-0600-T0-00 ADDITIONAL FEATURES: 1KA,TACH | N100 | SP22 | ELECTRONC | EA | E&I Basement | USD | Auriga Polymers Inc. USA | F99 | 2024-05-17 | 2024-01-30 | 1 | PULSE GEN,DYNPR,MN:62-PMDF-0600-T0-00 | DYNAPAR 62-PMDF-0600-T0-00
SATCO | SATCO-F40T12-BLB | 4200013862 | LAMP,FLUOR,BLKLGT,SATCOF40T12BLB | LAMP,FLUORESCENT TYPE: BLACKLIGHT LAMP DIMENSIONS: L 48IN MANUFACTURER: SATCO PART NUMBER: SATCO-F40T12-BLB | N100 | SP22 | LIGHT-FIX | EA | E&I Basement | USD | Auriga Polymers Inc. USA | 1203021S88 | 2024-05-17 | 2024-01-26 | 25 | LAMP,FLUOR,TY BLKLGT,L 48IN,SYLVANIA | SATCO SATCO-F40T12-BLB
PARKER HANNIFIN | D1VW020BNYGF56-91 | 4100053949 | COIL,SOL VLV,PARKER-H,D1VW020BNYGF56-91 | COIL,SOLENOID VALVE MANUFACTURER: PARKER HANNIFIN PART NUMBER: D1VW020BNYGF56-91 | N100 | SP22 | EL-HW-SUP | EA | E&I Basement | USD | Auriga Polymers Inc. USA | 1103024P04 | 2024-05-17 | 2024-01-18 | 2 | COIL,SOL VLV,PARKER-H,D1VW020BNYGF56-91 | PARKER HANNIFIN D1VW020BNYGF56-91
DRAW IN SPD | 6002266 | 4100045359 | INDICTR,SPEED,DRAW IN SPD,PN:6002266 | INDICATOR,SPEED TYPE: DRAW IN SPEED,DOW 96 RS MANUFACTURER: MULLER<(>&<)>WEIGERT MEASUREMENT RANGE: 0-20MA TO 0-250M/MIN APPLICATION: FOR AUTOMATIK GRANULATOR P2.3 6002266 | N100 | SP22 | MEASURING | EA | E&I Basement | USD | Auriga Polymers Inc. USA | 1108063P05 | 2024-05-17 | 2024-01-16 | 1 | INDICTR,SPEED,DRAW IN SPD,PN:6002266 | DRAW IN SPD 6002266
MAAG AUTOMATIK | P6000045 | 4100046715 | INSERT,NM,MAAG AUTO | INSERT,NO MODIFIER MANUFACTURER: MAAG AUTOMATIK ADDITIONAL FEATURES: HAN6E PN: P6000045 | N100 | SP22 | HARDWARE | EA | E&I Basement | USD | Auriga Polymers Inc. USA | 1108042S84 | 2024-05-17 | 2024-01-16 | 8 | INSERT,NM,MAAG AUTO | MAAG AUTOMATIK P6000045
AUX | QX2VE02NRA | 4100055968 | SW,AUX,PN: QX2VE02NRA,MECH 2SPDT,XP | SWITCH,AUXILIARY PART NUMBER: QX2VE02NRA ADDITIONAL FEATURES: MECHANICAL 2 SPDT EXPLOSION PROOF,ALUM ECONDUIT 3/4IN & 1/2IN NPT EXT VISUAL IND RED CLOSE/GREEN OPEN | N100 | SP22 | SWTCH-ACC | EA | E&I Basement | USD | Auriga Polymers Inc. USA | 1107055 | 2024-05-17 | 2024-01-15 | 1 | SW,AUX,PN: QX2VE02NRA,MECH 2SPDT,XP | AUX QX2VE02NRA